## S-NEM2300-bus.ecf
Component | Description | Primary winding connection | Primary resistance [3] | Primary leakage inductance [3] | Primary winding voltage [3] | Secondary winding connection | Secondary resistance [3] | Secondary leakage inductance [3] | Secondary winding voltage [3] | Magnetization resistance [3] | Magnetization inductance [3] | Primary neutral resistance [4] | Primary neutral inductance [4] | Primary neutral capacitance [4] | Secondary neutral resistance [4] | Secondary neutral inductance [4] | Secondary neutral capacitance [4] | Base primary winding voltage | Base secondary winding voltage | Base power | Base frequency
Transformers | Description | ConnexPrim | R1 | L1 | VnomPrim | ConnexSec | R2 | L2 | VnomSec | Rmag | Lmag | Zn1R | Zn1L | Zn1C | Zn2R | Zn2L | Zn2C | vBasePrim | vBaseSec | pBase | fBase
|  |  | (Ω) | (H) | (V) |  | (Ω) | (H) | (V) | (Ω) | (H) | (Ω) | (H) | (F) | (Ω) | (H) | (F) | (V) | (V) | (VA) | (Hz)
xf_1002_to_1006_10 | 0.0 | Yg | [5.290000000000001e-009 5.290000000000001e-009 5.290000000000001e-009] | [1.683859297912253e-011 1.683859297912253e-011 1.683859297912253e-011] | [13279.05619136139000 13279.05619136139000 13279.05619136139000] | Yg | [0 0 0] | [0.0004374241487451847 0.0004374241487451847 0.0004374241487451847] | [6350.852961085884000 6350.852961085884000 6350.852961085884000] | [5290000.000000001 5290000.000000001 5290000.000000001] | [16838.59297912253 16838.59297912253 16838.59297912253] | [0 0 0 0] | [0 0 0 0] | [0 0 0 0] | [0 0 0 0] | [0 0 0 0] | [0 0 0 0] | 13279.05619136139 | 6350.852961085884 | 33333333.33333333 | 50
xf_1003_to_1006_11 | 0.0 | Yg | [5.290000000000001e-009 5.290000000000001e-009 5.290000000000001e-009] | [1.683859297912253e-011 1.683859297912253e-011 1.683859297912253e-011] | [13279.05619136139000 13279.05619136139000 13279.05619136139000] | Yg | [0 0 0] | [0.000442828533500764 0.000442828533500764 0.000442828533500764] | [6350.852961085884000 6350.852961085884000 6350.852961085884000] | [5290000.000000001 5290000.000000001 5290000.000000001] | [16838.59297912253 16838.59297912253 16838.59297912253] | [0 0 0 0] | [0 0 0 0] | [0 0 0 0] | [0 0 0 0] | [0 0 0 0] | [0 0 0 0] | 13279.05619136139 | 6350.852961085884 | 33333333.33333333 | 50
xf_1009_to_1606_3 | 0.0 | Yg | [1.210000000000001e-009 1.210000000000001e-009 1.210000000000001e-009] | [3.851549622823869e-012 3.851549622823869e-012 3.851549622823869e-012] | [6639.528095680697000 6639.528095680697000 6639.528095680697000] | Yg | [0.03901265753544868 0.03901265753544868 0.03901265753544868] | [0.007800378447170829 0.007800378447170829 0.007800378447170829] | [13279.05619136139000 13279.05619136139000 13279.05619136139000] | [1210000 1210000 1210000] | [3851.549622823869 3851.549622823869 3851.549622823869] | [0 0 0 0] | [0 0 0 0] | [0 0 0 0] | [0 0 0 0] | [0 0 0 0] | [0 0 0 0] | 6350.852961085884 | 12701.70592217177 | 33333333.33333333 | 50
xf_1010_to_1606_4 | 0.0 | Yg | [1.210000000000001e-009 1.210000000000001e-009 1.210000000000001e-009] | [3.851549622823869e-012 3.851549622823869e-012 3.851549622823869e-012] | [6639.528095680697000 6639.528095680697000 6639.528095680697000] | Yg | [0.04016020816919211 0.04016020816919211 0.04016020816919211] | [0.008549026087102524 0.008549026087102524 0.008549026087102524] | [13279.05619136139000 13279.05619136139000 13279.05619136139000] | [1210000 1210000 1210000] | [3851.549622823869 3851.549622823869 3851.549622823869] | [0 0 0 0] | [0 0 0 0] | [0 0 0 0] | [0 0 0 0] | [0 0 0 0] | [0 0 0 0] | 6350.852961085884 | 12701.70592217177 | 33333333.33333333 | 50
xf_1012_to_1383_4 | 0.0 | Yg | [4.761e-010 4.761e-010 4.761e-010] | [1.515473368121028e-014 1.515473368121028e-014 1.515473368121028e-014] | [398.3716857408418000 398.3716857408418000 398.3716857408418000] | Yg | [0.1020280364284997 0.1020280364284997 0.1020280364284997] | [0.004105980213826151 0.004105980213826151 0.004105980213826151] | [19052.55888325765000 19052.55888325765000 19052.55888325765000] | [4761.000000000001 4761.000000000001 4761.000000000001] | [15.15473368121028 15.15473368121028 15.15473368121028] | [0 0 0 0] | [0 0 0 0] | [0 0 0 0] | [0 0 0 0] | [0 0 0 0] | [0 0 0 0] | 398.3716857408418 | 19052.55888325765 | 33333333.33333333 | 50
xf_1013_to_1383_2 | 0.0 | Yg | [4.761e-010 4.761e-010 4.761e-010] | [1.515473368121028e-014 1.515473368121028e-014 1.515473368121028e-014] | [398.3716857408418000 398.3716857408418000 398.3716857408418000] | Yg | [0.1030480960630972 0.1030480960630972 0.1030480960630972] | [0.003765817496434705 0.003765817496434705 0.003765817496434705] | [19052.55888325765000 19052.55888325765000 19052.55888325765000] | [4761.000000000001 4761.000000000001 4761.000000000001] | [15.15473368121028 15.15473368121028 15.15473368121028] | [0 0 0 0] | [0 0 0 0] | [0 0 0 0] | [0 0 0 0] | [0 0 0 0] | [0 0 0 0] | 398.3716857408418 | 19052.55888325765 | 33333333.33333333 | 50
xf_1014_to_1383_3 | 0.0 | Yg | [4.761e-010 4.761e-010 4.761e-010] | [1.515473368121028e-014 1.515473368121028e-014 1.515473368121028e-014] | [398.3716857408418000 398.3716857408418000 398.3716857408418000] | Yg | [0.0892016090920516 0.0892016090920516 0.0892016090920516] | [0.003042066220846849 0.003042066220846849 0.003042066220846849] | [19052.55888325765000 19052.55888325765000 19052.55888325765000] | [4761.000000000001 4761.000000000001 4761.000000000001] | [15.15473368121028 15.15473368121028 15.15473368121028] | [0 0 0 0] | [0 0 0 0] | [0 0 0 0] | [0 0 0 0] | [0 0 0 0] | [0 0 0 0] | 398.3716857408418 | 19052.55888325765 | 33333333.33333333 | 50
xf_1023_to_1564_4 | 0.0 | Yg | [4.761e-010 4.761e-010 4.761e-010] | [1.515473368121028e-014 1.515473368121028e-014 1.515473368121028e-014] | [418.2902700278839000 418.2902700278839000 418.2902700278839000] | Yg | [0.08971262675420916 0.08971262675420916 0.08971262675420916] | [0.002169963710169637 0.002169963710169637 0.002169963710169637] | [19052.55888325765000 19052.55888325765000 19052.55888325765000] | [4761.000000000001 4761.000000000001 4761.000000000001] | [15.15473368121028 15.15473368121028 15.15473368121028] | [0 0 0 0] | [0 0 0 0] | [0 0 0 0] | [0 0 0 0] | [0 0 0 0] | [0 0 0 0] | 398.3716857408418 | 19052.55888325765 | 33333333.33333333 | 50
xf_1024_to_1564_5 | 0.0 | Yg | [4.761e-010 4.761e-010 4.761e-010] | [1.515473368121028e-014 1.515473368121028e-014 1.515473368121028e-014] | [418.2902700278839000 418.2902700278839000 418.2902700278839000] | Yg | [0.1050095547260352 0.1050095547260352 0.1050095547260352] | [0.002494973708868158 0.002494973708868158 0.002494973708868158] | [19052.55888325765000 19052.55888325765000 19052.55888325765000] | [4761.000000000001 4761.000000000001 4761.000000000001] | [15.15473368121028 15.15473368121028 15.15473368121028] | [0 0 0 0] | [0 0 0 0] | [0 0 0 0] | [0 0 0 0] | [0 0 0 0] | [0 0 0 0] | 398.3716857408418 | 19052.55888325765 | 33333333.33333333 | 50
xf_1025_to_1565_1 | 0.0 | Yg | [4.761e-010 4.761e-010 4.761e-010] | [1.515473368121028e-014 1.515473368121028e-014 1.515473368121028e-014] | [398.3716857408418000 398.3716857408418000 398.3716857408418000] | Yg | [0.07122930228505006 0.07122930228505006 0.07122930228505006] | [0.002141261720307344 0.002141261720307344 0.002141261720307344] | [19052.55888325765000 19052.55888325765000 19052.55888325765000] | [4761.000000000001 4761.000000000001 4761.000000000001] | [15.15473368121028 15.15473368121028 15.15473368121028] | [0 0 0 0] | [0 0 0 0] | [0 0 0 0] | [0 0 0 0] | [0 0 0 0] | [0 0 0 0] | 398.3716857408418 | 19052.55888325765 | 33333333.33333333 | 50
xf_1061_to_1083_1 | 0.0 | Yg | [1.7424e-007 1.7424e-007 1.7424e-007] | [5.54623145686637e-010 5.54623145686637e-010 5.54623145686637e-010] | [74304.97964470483000 74304.97964470483000 74304.97964470483000] | Yg | [0.5127098044707984 0.5127098044707984 0.5127098044707984] | [0.02677152175522219 0.02677152175522219 0.02677152175522219] | [38105.1177665153000 38105.1177665153000 38105.1177665153000] | [174240000 174240000 174240000] | [554623.1456866369 554623.1456866369 554623.1456866369] | [0 0 0 0] | [0 0 0 0] | [0 0 0 0] | [0 0 0 0] | [0 0 0 0] | [0 0 0 0] | 76210.2355330306 | 38105.1177665153 | 33333333.33333333 | 50
xf_1061_to_1083_2 | 0.0 | Yg | [1.7424e-007 1.7424e-007 1.7424e-007] | [5.54623145686637e-010 5.54623145686637e-010 5.54623145686637e-010] | [74304.97964470483000 74304.97964470483000 74304.97964470483000] | Yg | [0.2143902439816016 0.2143902439816016 0.2143902439816016] | [0.02569838935851231 0.02569838935851231 0.02569838935851231] | [38105.1177665153000 38105.1177665153000 38105.1177665153000] | [174240000 174240000 174240000] | [554623.1456866369 554623.1456866369 554623.1456866369] | [0 0 0 0] | [0 0 0 0] | [0 0 0 0] | [0 0 0 0] | [0 0 0 0] | [0 0 0 0] | 76210.2355330306 | 38105.1177665153 | 33333333.33333333 | 50
xf_1090_to_1004_5 | 0.0 | Yg | [2.5e-006 2.5e-006 2.5e-006] | [7.957747154594767e-009 7.957747154594767e-009 7.957747154594767e-009] | [298345.7516037391000 298345.7516037391000 298345.7516037391000] | Yg | [0.003442572354575676 0.003442572354575676 0.003442572354575676] | [0.0007153748373714135 0.0007153748373714135 0.0007153748373714135] | [13279.05619136139000 13279.05619136139000 13279.05619136139000] | [2500000000 2500000000 2500000000] | [7957747.154594767 7957747.154594767 7957747.154594767] | [0 0 0 0] | [0 0 0 0] | [0 0 0 0] | [0 0 0 0] | [0 0 0 0] | [0 0 0 0] | 288675.1345948129 | 13279.05619136139 | 33333333.33333333 | 50
xf_1090_to_1004_6 | 0.0 | Yg | [2.5e-006 2.5e-006 2.5e-006] | [7.957747154594767e-009 7.957747154594767e-009 7.957747154594767e-009] | [298345.7516037391000 298345.7516037391000 298345.7516037391000] | Yg | [0.003527871034017873 0.003527871034017873 0.003527871034017873] | [0.0007365252558426721 0.0007365252558426721 0.0007365252558426721] | [13279.05619136139000 13279.05619136139000 13279.05619136139000] | [2500000000 2500000000 2500000000] | [7957747.154594767 7957747.154594767 7957747.154594767] | [0 0 0 0] | [0 0 0 0] | [0 0 0 0] | [0 0 0 0] | [0 0 0 0] | [0 0 0 0] | 288675.1345948129 | 13279.05619136139 | 33333333.33333333 | 50
xf_1090_to_1005_7 | 0.0 | Yg | [2.5e-006 2.5e-006 2.5e-006] | [7.957747154594767e-009 7.957747154594767e-009 7.957747154594767e-009] | [298345.7516037391000 298345.7516037391000 298345.7516037391000] | Yg | [0.00326905335264683 0.00326905335264683 0.00326905335264683] | [0.0007283268444114023 0.0007283268444114023 0.0007283268444114023] | [13279.05619136139000 13279.05619136139000 13279.05619136139000] | [2500000000 2500000000 2500000000] | [7957747.154594767 7957747.154594767 7957747.154594767] | [0 0 0 0] | [0 0 0 0] | [0 0 0 0] | [0 0 0 0] | [0 0 0 0] | [0 0 0 0] | 288675.1345948129 | 13279.05619136139 | 33333333.33333333 | 50
xf_1090_to_1005_8 | 0.0 | Yg | [2.5e-006 2.5e-006 2.5e-006] | [7.957747154594767e-009 7.957747154594767e-009 7.957747154594767e-009] | [298345.7516037391000 298345.7516037391000 298345.7516037391000] | Yg | [0.003169021165244792 0.003169021165244792 0.003169021165244792] | [0.000719814950930864 0.000719814950930864 0.000719814950930864] | [13279.05619136139000 13279.05619136139000 13279.05619136139000] | [2500000000 2500000000 2500000000] | [7957747.154594767 7957747.154594767 7957747.154594767] | [0 0 0 0] | [0 0 0 0] | [0 0 0 0] | [0 0 0 0] | [0 0 0 0] | [0 0 0 0] | 288675.1345948129 | 13279.05619136139 | 33333333.33333333 | 50
xf_1091_to_1002_1 | 0.0 | Yg | [1.089e-006 1.089e-006 1.089e-006] | [3.466394660541481e-009 3.466394660541481e-009 3.466394660541481e-009] | [189447.0985297303000 189447.0985297303000 189447.0985297303000] | Yg | [0.003587826242167922 0.003587826242167922 0.003587826242167922] | [0.0006212507724448568 0.0006212507724448568 0.0006212507724448568] | [13279.05619136139000 13279.05619136139000 13279.05619136139000] | [1089000000 1089000000 1089000000] | [3466394.660541481 3466394.660541481 3466394.660541481] | [0 0 0 0] | [0 0 0 0] | [0 0 0 0] | [0 0 0 0] | [0 0 0 0] | [0 0 0 0] | 190525.5888325765 | 13279.05619136139 | 33333333.33333333 | 50
xf_1091_to_1002_2 | 0.0 | Yg | [1.089e-006 1.089e-006 1.089e-006] | [3.466394660541481e-009 3.466394660541481e-009 3.466394660541481e-009] | [189447.0985297303000 189447.0985297303000 189447.0985297303000] | Yg | [0.002494027319236072 0.002494027319236072 0.002494027319236072] | [0.0006317758353215593 0.0006317758353215593 0.0006317758353215593] | [13279.05619136139000 13279.05619136139000 13279.05619136139000] | [1089000000 1089000000 1089000000] | [3466394.660541481 3466394.660541481 3466394.660541481] | [0 0 0 0] | [0 0 0 0] | [0 0 0 0] | [0 0 0 0] | [0 0 0 0] | [0 0 0 0] | 190525.5888325765 | 13279.05619136139 | 33333333.33333333 | 50
xf_1091_to_1003_3 | 0.0 | Yg | [1.089e-006 1.089e-006 1.089e-006] | [3.466394660541481e-009 3.466394660541481e-009 3.466394660541481e-009] | [189447.0985297303000 189447.0985297303000 189447.0985297303000] | Yg | [0.002563123817103069 0.002563123817103069 0.002563123817103069] | [0.0006314833890358866 0.0006314833890358866 0.0006314833890358866] | [13279.05619136139000 13279.05619136139000 13279.05619136139000] | [1089000000 1089000000 1089000000] | [3466394.660541481 3466394.660541481 3466394.660541481] | [0 0 0 0] | [0 0 0 0] | [0 0 0 0] | [0 0 0 0] | [0 0 0 0] | [0 0 0 0] | 190525.5888325765 | 13279.05619136139 | 33333333.33333333 | 50
xf_1091_to_1003_4 | 0.0 | Yg | [1.089e-006 1.089e-006 1.089e-006] | [3.466394660541481e-009 3.466394660541481e-009 3.466394660541481e-009] | [189447.0985297303000 189447.0985297303000 189447.0985297303000] | Yg | [0.005286809470295015 0.005286809470295015 0.005286809470295015] | [0.0006261517020552308 0.0006261517020552308 0.0006261517020552308] | [13279.05619136139000 13279.05619136139000 13279.05619136139000] | [1089000000 1089000000 1089000000] | [3466394.660541481 3466394.660541481 3466394.660541481] | [0 0 0 0] | [0 0 0 0] | [0 0 0 0] | [0 0 0 0] | [0 0 0 0] | [0 0 0 0] | 190525.5888325765 | 13279.05619136139 | 33333333.33333333 | 50
xf_1095_to_1159_3 | 0.0 | Yg | [1.089e-006 1.089e-006 1.089e-006] | [3.466394660541481e-009 3.466394660541481e-009 3.466394660541481e-009] | [214341.2874366486000 214341.2874366486000 214341.2874366486000] | Yg | [0.0703467750387937 0.0703467750387937 0.0703467750387937] | [0.02583265834123161 0.02583265834123161 0.02583265834123161] | [80020.74730968214000 80020.74730968214000 80020.74730968214000] | [1089000000 1089000000 1089000000] | [3466394.660541481 3466394.660541481 3466394.660541481] | [0 0 0 0] | [0 0 0 0] | [0 0 0 0] | [0 0 0 0] | [0 0 0 0] | [0 0 0 0] | 190525.5888325765 | 76210.2355330306 | 33333333.33333333 | 50
xf_1095_to_1159_4 | 0.0 | Yg | [1.089e-006 1.089e-006 1.089e-006] | [3.466394660541481e-009 3.466394660541481e-009 3.466394660541481e-009] | [214341.2874366486000 214341.2874366486000 214341.2874366486000] | Yg | [0.06804113196864721 0.06804113196864721 0.06804113196864721] | [0.02419332074897507 0.02419332074897507 0.02419332074897507] | [80020.74730968214000 80020.74730968214000 80020.74730968214000] | [1089000000 1089000000 1089000000] | [3466394.660541481 3466394.660541481 3466394.660541481] | [0 0 0 0] | [0 0 0 0] | [0 0 0 0] | [0 0 0 0] | [0 0 0 0] | [0 0 0 0] | 190525.5888325765 | 76210.2355330306 | 33333333.33333333 | 50
xf_1099_to_1019_5 | 0.0 | Yg | [2.5e-006 2.5e-006 2.5e-006] | [7.957747154594767e-009 7.957747154594767e-009 7.957747154594767e-009] | [302170.6971371204000 302170.6971371204000 302170.6971371204000] | Yg | [0.003855556101178053 0.003855556101178053 0.003855556101178053] | [0.0006659475307772252 0.0006659475307772252 0.0006659475307772252] | [13279.05619136139000 13279.05619136139000 13279.05619136139000] | [2500000000 2500000000 2500000000] | [7957747.154594767 7957747.154594767 7957747.154594767] | [0 0 0 0] | [0 0 0 0] | [0 0 0 0] | [0 0 0 0] | [0 0 0 0] | [0 0 0 0] | 288675.1345948129 | 13279.05619136139 | 33333333.33333333 | 50
xf_1099_to_1019_6 | 0.0 | Yg | [2.5e-006 2.5e-006 2.5e-006] | [7.957747154594767e-009 7.957747154594767e-009 7.957747154594767e-009] | [302170.6971371204000 302170.6971371204000 302170.6971371204000] | Yg | [0.00384338122627358 0.00384338122627358 0.00384338122627358] | [0.0006923986747953913 0.0006923986747953913 0.0006923986747953913] | [13279.05619136139000 13279.05619136139000 13279.05619136139000] | [2500000000 2500000000 2500000000] | [7957747.154594767 7957747.154594767 7957747.154594767] | [0 0 0 0] | [0 0 0 0] | [0 0 0 0] | [0 0 0 0] | [0 0 0 0] | [0 0 0 0] | 288675.1345948129 | 13279.05619136139 | 33333333.33333333 | 50
xf_1099_to_1020_7 | 0.0 | Yg | [2.5e-006 2.5e-006 2.5e-006] | [7.957747154594767e-009 7.957747154594767e-009 7.957747154594767e-009] | [302170.6971371204000 302170.6971371204000 302170.6971371204000] | Yg | [0.003836747455163255 0.003836747455163255 0.003836747455163255] | [0.0006986086284218734 0.0006986086284218734 0.0006986086284218734] | [13279.05619136139000 13279.05619136139000 13279.05619136139000] | [2500000000 2500000000 2500000000] | [7957747.154594767 7957747.154594767 7957747.154594767] | [0 0 0 0] | [0 0 0 0] | [0 0 0 0] | [0 0 0 0] | [0 0 0 0] | [0 0 0 0] | 288675.1345948129 | 13279.05619136139 | 33333333.33333333 | 50
xf_1099_to_1020_8 | 0.0 | Yg | [2.5e-006 2.5e-006 2.5e-006] | [7.957747154594767e-009 7.957747154594767e-009 7.957747154594767e-009] | [302170.6971371204000 302170.6971371204000 302170.6971371204000] | Yg | [0.003709052672957955 0.003709052672957955 0.003709052672957955] | [0.0007129879749307972 0.0007129879749307972 0.0007129879749307972] | [13279.05619136139000 13279.05619136139000 13279.05619136139000] | [2500000000 2500000000 2500000000] | [7957747.154594767 7957747.154594767 7957747.154594767] | [0 0 0 0] | [0 0 0 0] | [0 0 0 0] | [0 0 0 0] | [0 0 0 0] | [0 0 0 0] | 288675.1345948129 | 13279.05619136139 | 33333333.33333333 | 50
xf_1100_to_1017_1 | 0.0 | Yg | [1.089e-006 1.089e-006 1.089e-006] | [3.466394660541481e-009 3.466394660541481e-009 3.466394660541481e-009] | [195759.8463730496000 195759.8463730496000 195759.8463730496000] | Yg | [0.003219112657062616 0.003219112657062616 0.003219112657062616] | [0.000637865325158154 0.000637865325158154 0.000637865325158154] | [13279.05619136139000 13279.05619136139000 13279.05619136139000] | [1089000000 1089000000 1089000000] | [3466394.660541481 3466394.660541481 3466394.660541481] | [0 0 0 0] | [0 0 0 0] | [0 0 0 0] | [0 0 0 0] | [0 0 0 0] | [0 0 0 0] | 190525.5888325765 | 13279.05619136139 | 33333333.33333333 | 50
xf_1100_to_1017_2 | 0.0 | Yg | [1.089e-006 1.089e-006 1.089e-006] | [3.466394660541481e-009 3.466394660541481e-009 3.466394660541481e-009] | [195759.8463730496000 195759.8463730496000 195759.8463730496000] | Yg | [0.002486079037603993 0.002486079037603993 0.002486079037603993] | [0.0006647077482946867 0.0006647077482946867 0.0006647077482946867] | [13279.05619136139000 13279.05619136139000 13279.05619136139000] | [1089000000 1089000000 1089000000] | [3466394.660541481 3466394.660541481 3466394.660541481] | [0 0 0 0] | [0 0 0 0] | [0 0 0 0] | [0 0 0 0] | [0 0 0 0] | [0 0 0 0] | 190525.5888325765 | 13279.05619136139 | 33333333.33333333 | 50
xf_1100_to_1018_3 | 0.0 | Yg | [1.089e-006 1.089e-006 1.089e-006] | [3.466394660541481e-009 3.466394660541481e-009 3.466394660541481e-009] | [195759.8463730496000 195759.8463730496000 195759.8463730496000] | Yg | [0.003132085927926503 0.003132085927926503 0.003132085927926503] | [0.0006237246836001715 0.0006237246836001715 0.0006237246836001715] | [13279.05619136139000 13279.05619136139000 13279.05619136139000] | [1089000000 1089000000 1089000000] | [3466394.660541481 3466394.660541481 3466394.660541481] | [0 0 0 0] | [0 0 0 0] | [0 0 0 0] | [0 0 0 0] | [0 0 0 0] | [0 0 0 0] | 190525.5888325765 | 13279.05619136139 | 33333333.33333333 | 50
xf_1100_to_1018_4 | 0.0 | Yg | [1.089e-006 1.089e-006 1.089e-006] | [3.466394660541481e-009 3.466394660541481e-009 3.466394660541481e-009] | [195759.8463730496000 195759.8463730496000 195759.8463730496000] | Yg | [0.002952175777327277 0.002952175777327277 0.002952175777327277] | [0.0006070865317990569 0.0006070865317990569 0.0006070865317990569] | [13279.05619136139000 13279.05619136139000 13279.05619136139000] | [1089000000 1089000000 1089000000] | [3466394.660541481 3466394.660541481 3466394.660541481] | [0 0 0 0] | [0 0 0 0] | [0 0 0 0] | [0 0 0 0] | [0 0 0 0] | [0 0 0 0] | 190525.5888325765 | 13279.05619136139 | 33333333.33333333 | 50
xf_1101_to_1022_1 | 0.0 | Yg | [1.089e-006 1.089e-006 1.089e-006] | [3.466394660541481e-009 3.466394660541481e-009 3.466394660541481e-009] | [190525.5888325765000 190525.5888325765000 190525.5888325765000] | Yg | [0.009399880438337333 0.009399880438337333 0.009399880438337333] | [0.0009340146690028497 0.0009340146690028497 0.0009340146690028497] | [9237.604307034013000 9237.604307034013000 9237.604307034013000] | [1089000000 1089000000 1089000000] | [3466394.660541481 3466394.660541481 3466394.660541481] | [0 0 0 0] | [0 0 0 0] | [0 0 0 0] | [0 0 0 0] | [0 0 0 0] | [0 0 0 0] | 190525.5888325765 | 9237.604307034013 | 33333333.33333333 | 50
xf_1102_to_1564_1 | 0.0 | Yg | [1.089e-006 1.089e-006 1.089e-006] | [3.466394660541481e-009 3.466394660541481e-009 3.466394660541481e-009] | [190525.5888325765000 190525.5888325765000 190525.5888325765000] | Yg | [0.01589276430441879 0.01589276430441879 0.01589276430441879] | [0.002140973930857991 0.002140973930857991 0.002140973930857991] | [19052.55888325765000 19052.55888325765000 19052.55888325765000] | [1089000000 1089000000 1089000000] | [3466394.660541481 3466394.660541481 3466394.660541481] | [0 0 0 0] | [0 0 0 0] | [0 0 0 0] | [0 0 0 0] | [0 0 0 0] | [0 0 0 0] | 190525.5888325765 | 19052.55888325765 | 33333333.33333333 | 50
xf_1102_to_1564_2 | 0.0 | Yg | [1.089e-006 1.089e-006 1.089e-006] | [3.466394660541481e-009 3.466394660541481e-009 3.466394660541481e-009] | [190525.5888325765000 190525.5888325765000 190525.5888325765000] | Yg | [0.01575415352344187 0.01575415352344187 0.01575415352344187] | [0.002289847387206527 0.002289847387206527 0.002289847387206527] | [19052.55888325765000 19052.55888325765000 19052.55888325765000] | [1089000000 1089000000 1089000000] | [3466394.660541481 3466394.660541481 3466394.660541481] | [0 0 0 0] | [0 0 0 0] | [0 0 0 0] | [0 0 0 0] | [0 0 0 0] | [0 0 0 0] | 190525.5888325765 | 19052.55888325765 | 33333333.33333333 | 50
xf_1102_to_1565_3 | 0.0 | Yg | [1.089e-006 1.089e-006 1.089e-006] | [3.466394660541481e-009 3.466394660541481e-009 3.466394660541481e-009] | [185381.397934097000 185381.397934097000 185381.397934097000] | Yg | [0.0184665555317232 0.0184665555317232 0.0184665555317232] | [0.003020223816866641 0.003020223816866641 0.003020223816866641] | [19052.55888325765000 19052.55888325765000 19052.55888325765000] | [1089000000 1089000000 1089000000] | [3466394.660541481 3466394.660541481 3466394.660541481] | [0 0 0 0] | [0 0 0 0] | [0 0 0 0] | [0 0 0 0] | [0 0 0 0] | [0 0 0 0] | 190525.5888325765 | 19052.55888325765 | 33333333.33333333 | 50
xf_1103_to_1165_1 | 0.0 | Yg | [1.089e-006 1.089e-006 1.089e-006] | [3.466394660541481e-009 3.466394660541481e-009 3.466394660541481e-009] | [196241.3564975538000 196241.3564975538000 196241.3564975538000] | Yg | [0.1491842659739815 0.1491842659739815 0.1491842659739815] | [0.02474576379094533 0.02474576379094533 0.02474576379094533] | [80020.74730968214000 80020.74730968214000 80020.74730968214000] | [1089000000 1089000000 1089000000] | [3466394.660541481 3466394.660541481 3466394.660541481] | [0 0 0 0] | [0 0 0 0] | [0 0 0 0] | [0 0 0 0] | [0 0 0 0] | [0 0 0 0] | 190525.5888325765 | 76210.2355330306 | 33333333.33333333 | 50
xf_1103_to_1165_4 | 0.0 | Yg | [1.089e-006 1.089e-006 1.089e-006] | [3.466394660541481e-009 3.466394660541481e-009 3.466394660541481e-009] | [198146.6123858796000 198146.6123858796000 198146.6123858796000] | Yg | [0 0 0] | [0.02447868892831282 0.02447868892831282 0.02447868892831282] | [80020.74730968214000 80020.74730968214000 80020.74730968214000] | [1089000000 1089000000 1089000000] | [3466394.660541481 3466394.660541481 3466394.660541481] | [0 0 0 0] | [0 0 0 0] | [0 0 0 0] | [0 0 0 0] | [0 0 0 0] | [0 0 0 0] | 190525.5888325765 | 76210.2355330306 | 33333333.33333333 | 50
xf_1104_to_1164_1 | 0.0 | Yg | [1.089e-006 1.089e-006 1.089e-006] | [3.466394660541481e-009 3.466394660541481e-009 3.466394660541481e-009] | [203862.3800508569000 203862.3800508569000 203862.3800508569000] | Yg | [0.09479687434722478 0.09479687434722478 0.09479687434722478] | [0.02550463067195008 0.02550463067195008 0.02550463067195008] | [80020.74730968214000 80020.74730968214000 80020.74730968214000] | [1089000000 1089000000 1089000000] | [3466394.660541481 3466394.660541481 3466394.660541481] | [0 0 0 0] | [0 0 0 0] | [0 0 0 0] | [0 0 0 0] | [0 0 0 0] | [0 0 0 0] | 190525.5888325765 | 76210.2355330306 | 33333333.33333333 | 50
xf_1105_to_1166_1 | 0.0 | Yg | [1.089e-006 1.089e-006 1.089e-006] | [3.466394660541481e-009 3.466394660541481e-009 3.466394660541481e-009] | [200051.8682742054000 200051.8682742054000 200051.8682742054000] | Yg | [0.1354322845943391 0.1354322845943391 0.1354322845943391] | [0.02642577376057469 0.02642577376057469 0.02642577376057469] | [80020.74730968214000 80020.74730968214000 80020.74730968214000] | [1089000000 1089000000 1089000000] | [3466394.660541481 3466394.660541481 3466394.660541481] | [0 0 0 0] | [0 0 0 0] | [0 0 0 0] | [0 0 0 0] | [0 0 0 0] | [0 0 0 0] | 190525.5888325765 | 76210.2355330306 | 33333333.33333333 | 50
xf_1105_to_1166_2 | 0.0 | Yg | [1.089e-006 1.089e-006 1.089e-006] | [3.466394660541481e-009 3.466394660541481e-009 3.466394660541481e-009] | [200051.8682742054000 200051.8682742054000 200051.8682742054000] | Yg | [0.08064681917323847 0.08064681917323847 0.08064681917323847] | [0.0248028969727513 0.0248028969727513 0.0248028969727513] | [80020.74730968214000 80020.74730968214000 80020.74730968214000] | [1089000000 1089000000 1089000000] | [3466394.660541481 3466394.660541481 3466394.660541481] | [0 0 0 0] | [0 0 0 0] | [0 0 0 0] | [0 0 0 0] | [0 0 0 0] | [0 0 0 0] | 190525.5888325765 | 76210.2355330306 | 33333333.33333333 | 50
xf_1105_to_1166_3 | 0.0 | Yg | [1.089e-006 1.089e-006 1.089e-006] | [3.466394660541481e-009 3.466394660541481e-009 3.466394660541481e-009] | [200051.8682742054000 200051.8682742054000 200051.8682742054000] | Yg | [0.142196762346214 0.142196762346214 0.142196762346214] | [0.02496240504783598 0.02496240504783598 0.02496240504783598] | [80020.74730968214000 80020.74730968214000 80020.74730968214000] | [1089000000 1089000000 1089000000] | [3466394.660541481 3466394.660541481 3466394.660541481] | [0 0 0 0] | [0 0 0 0] | [0 0 0 0] | [0 0 0 0] | [0 0 0 0] | [0 0 0 0] | 190525.5888325765 | 76210.2355330306 | 33333333.33333333 | 50
xf_1105_to_1166_4 | 0.0 | Yg | [1.089e-006 1.089e-006 1.089e-006] | [3.466394660541481e-009 3.466394660541481e-009 3.466394660541481e-009] | [200051.8682742054000 200051.8682742054000 200051.8682742054000] | Yg | [0.1926343805091758 0.1926343805091758 0.1926343805091758] | [0.02642361992032995 0.02642361992032995 0.02642361992032995] | [80020.74730968214000 80020.74730968214000 80020.74730968214000] | [1089000000 1089000000 1089000000] | [3466394.660541481 3466394.660541481 3466394.660541481] | [0 0 0 0] | [0 0 0 0] | [0 0 0 0] | [0 0 0 0] | [0 0 0 0] | [0 0 0 0] | 190525.5888325765 | 76210.2355330306 | 33333333.33333333 | 50
xf_1106_to_1168_1 | 0.0 | Yg | [1.089e-006 1.089e-006 1.089e-006] | [3.466394660541481e-009 3.466394660541481e-009 3.466394660541481e-009] | [198146.6123858796000 198146.6123858796000 198146.6123858796000] | Yg | [0 0 0] | [0.02396237164251287 0.02396237164251287 0.02396237164251287] | [80020.74730968214000 80020.74730968214000 80020.74730968214000] | [1089000000 1089000000 1089000000] | [3466394.660541481 3466394.660541481 3466394.660541481] | [0 0 0 0] | [0 0 0 0] | [0 0 0 0] | [0 0 0 0] | [0 0 0 0] | [0 0 0 0] | 190525.5888325765 | 76210.2355330306 | 33333333.33333333 | 50
xf_1106_to_1168_2 | 0.0 | Yg | [1.089e-006 1.089e-006 1.089e-006] | [3.466394660541481e-009 3.466394660541481e-009 3.466394660541481e-009] | [198146.6123858796000 198146.6123858796000 198146.6123858796000] | Yg | [0 0 0] | [0.02489463359306783 0.02489463359306783 0.02489463359306783] | [80020.74730968214000 80020.74730968214000 80020.74730968214000] | [1089000000 1089000000 1089000000] | [3466394.660541481 3466394.660541481 3466394.660541481] | [0 0 0 0] | [0 0 0 0] | [0 0 0 0] | [0 0 0 0] | [0 0 0 0] | [0 0 0 0] | 190525.5888325765 | 76210.2355330306 | 33333333.33333333 | 50
xf_1107_to_1409_2 | 0.0 | Yg | [1.089e-006 1.089e-006 1.089e-006] | [3.466394660541481e-009 3.466394660541481e-009 3.466394660541481e-009] | [203862.3800508569000 203862.3800508569000 203862.3800508569000] | Yg | [0 0 0] | [0.02356445498777685 0.02356445498777685 0.02356445498777685] | [80020.74730968214000 80020.74730968214000 80020.74730968214000] | [1089000000 1089000000 1089000000] | [3466394.660541481 3466394.660541481 3466394.660541481] | [0 0 0 0] | [0 0 0 0] | [0 0 0 0] | [0 0 0 0] | [0 0 0 0] | [0 0 0 0] | 190525.5888325765 | 76210.2355330306 | 33333333.33333333 | 50
xf_1107_to_1410_3 | 0.0 | Yg | [1.089e-006 1.089e-006 1.089e-006] | [3.466394660541481e-009 3.466394660541481e-009 3.466394660541481e-009] | [203862.3800508569000 203862.3800508569000 203862.3800508569000] | Yg | [0 0 0] | [0.02292850079502133 0.02292850079502133 0.02292850079502133] | [80020.74730968214000 80020.74730968214000 80020.74730968214000] | [1089000000 1089000000 1089000000] | [3466394.660541481 3466394.660541481 3466394.660541481] | [0 0 0 0] | [0 0 0 0] | [0 0 0 0] | [0 0 0 0] | [0 0 0 0] | [0 0 0 0] | 190525.5888325765 | 76210.2355330306 | 33333333.33333333 | 50
xf_1107_to_1412_1 | 0.0 | Yg | [1.089e-006 1.089e-006 1.089e-006] | [3.466394660541481e-009 3.466394660541481e-009 3.466394660541481e-009] | [201957.1241625311000 201957.1241625311000 201957.1241625311000] | Yg | [0.07689361023732212 0.07689361023732212 0.07689361023732212] | [0.02377453318679212 0.02377453318679212 0.02377453318679212] | [80020.74730968214000 80020.74730968214000 80020.74730968214000] | [1089000000 1089000000 1089000000] | [3466394.660541481 3466394.660541481 3466394.660541481] | [0 0 0 0] | [0 0 0 0] | [0 0 0 0] | [0 0 0 0] | [0 0 0 0] | [0 0 0 0] | 190525.5888325765 | 76210.2355330306 | 33333333.33333333 | 50
xf_1110_to_1169_1 | 0.0 | Yg | [1.089e-006 1.089e-006 1.089e-006] | [3.466394660541481e-009 3.466394660541481e-009 3.466394660541481e-009] | [198146.6123858796000 198146.6123858796000 198146.6123858796000] | Yg | [0 0 0] | [0.02468366009996173 0.02468366009996173 0.02468366009996173] | [80020.74730968214000 80020.74730968214000 80020.74730968214000] | [1089000000 1089000000 1089000000] | [3466394.660541481 3466394.660541481 3466394.660541481] | [0 0 0 0] | [0 0 0 0] | [0 0 0 0] | [0 0 0 0] | [0 0 0 0] | [0 0 0 0] | 190525.5888325765 | 76210.2355330306 | 33333333.33333333 | 50
xf_1110_to_1169_2 | 0.0 | Yg | [1.089e-006 1.089e-006 1.089e-006] | [3.466394660541481e-009 3.466394660541481e-009 3.466394660541481e-009] | [198146.6123858796000 198146.6123858796000 198146.6123858796000] | Yg | [0 0 0] | [0.02458538899545385 0.02458538899545385 0.02458538899545385] | [80020.74730968214000 80020.74730968214000 80020.74730968214000] | [1089000000 1089000000 1089000000] | [3466394.660541481 3466394.660541481 3466394.660541481] | [0 0 0 0] | [0 0 0 0] | [0 0 0 0] | [0 0 0 0] | [0 0 0 0] | [0 0 0 0] | 190525.5888325765 | 76210.2355330306 | 33333333.33333333 | 50
xf_1110_to_1169_3 | 0.0 | Yg | [1.089e-006 1.089e-006 1.089e-006] | [3.466394660541481e-009 3.466394660541481e-009 3.466394660541481e-009] | [198146.6123858796000 198146.6123858796000 198146.6123858796000] | Yg | [0 0 0] | [0.02506148033232807 0.02506148033232807 0.02506148033232807] | [80020.74730968214000 80020.74730968214000 80020.74730968214000] | [1089000000 1089000000 1089000000] | [3466394.660541481 3466394.660541481 3466394.660541481] | [0 0 0 0] | [0 0 0 0] | [0 0 0 0] | [0 0 0 0] | [0 0 0 0] | [0 0 0 0] | 190525.5888325765 | 76210.2355330306 | 33333333.33333333 | 50
xf_1111_to_1170_1 | 0.0 | Yg | [1.089e-006 1.089e-006 1.089e-006] | [3.466394660541481e-009 3.466394660541481e-009 3.466394660541481e-009] | [209578.1477158342000 209578.1477158342000 209578.1477158342000] | Yg | [0.07144392352226973 0.07144392352226973 0.07144392352226973] | [0.02397685231453296 0.02397685231453296 0.02397685231453296] | [80020.74730968214000 80020.74730968214000 80020.74730968214000] | [1089000000 1089000000 1089000000] | [3466394.660541481 3466394.660541481 3466394.660541481] | [0 0 0 0] | [0 0 0 0] | [0 0 0 0] | [0 0 0 0] | [0 0 0 0] | [0 0 0 0] | 190525.5888325765 | 76210.2355330306 | 33333333.33333333 | 50
xf_1111_to_1171_2 | 0.0 | Yg | [1.089e-006 1.089e-006 1.089e-006] | [3.466394660541481e-009 3.466394660541481e-009 3.466394660541481e-009] | [209578.1477158342000 209578.1477158342000 209578.1477158342000] | Yg | [0.06973802641084496 0.06973802641084496 0.06973802641084496] | [0.02263864004098362 0.02263864004098362 0.02263864004098362] | [80020.74730968214000 80020.74730968214000 80020.74730968214000] | [1089000000 1089000000 1089000000] | [3466394.660541481 3466394.660541481 3466394.660541481] | [0 0 0 0] | [0 0 0 0] | [0 0 0 0] | [0 0 0 0] | [0 0 0 0] | [0 0 0 0] | 190525.5888325765 | 76210.2355330306 | 33333333.33333333 | 50
xf_1112_to_1538_1 | 0.0 | Yg | [1.089e-006 1.089e-006 1.089e-006] | [3.466394660541481e-009 3.466394660541481e-009 3.466394660541481e-009] | [209578.1477158342000 209578.1477158342000 209578.1477158342000] | Yg | [0.0589562726229037 0.0589562726229037 0.0589562726229037] | [0.01019340936517544 0.01019340936517544 0.01019340936517544] | [40010.37365484107000 40010.37365484107000 40010.37365484107000] | [1089000000 1089000000 1089000000] | [3466394.660541481 3466394.660541481 3466394.660541481] | [0 0 0 0] | [0 0 0 0] | [0 0 0 0] | [0 0 0 0] | [0 0 0 0] | [0 0 0 0] | 190525.5888325765 | 38105.1177665153 | 33333333.33333333 | 50
xf_1112_to_1538_2 | 0.0 | Yg | [1.089e-006 1.089e-006 1.089e-006] | [3.466394660541481e-009 3.466394660541481e-009 3.466394660541481e-009] | [209578.1477158342000 209578.1477158342000 209578.1477158342000] | Yg | [0.06669496260050814 0.06669496260050814 0.06669496260050814] | [0.009882074777894675 0.009882074777894675 0.009882074777894675] | [40010.37365484107000 40010.37365484107000 40010.37365484107000] | [1089000000 1089000000 1089000000] | [3466394.660541481 3466394.660541481 3466394.660541481] | [0 0 0 0] | [0 0 0 0] | [0 0 0 0] | [0 0 0 0] | [0 0 0 0] | [0 0 0 0] | 190525.5888325765 | 38105.1177665153 | 33333333.33333333 | 50
xf_1113_to_1172_1 | 0.0 | Yg | [1.089e-006 1.089e-006 1.089e-006] | [3.466394660541481e-009 3.466394660541481e-009 3.466394660541481e-009] | [198146.6123858796000 198146.6123858796000 198146.6123858796000] | Yg | [0.03627368598098612 0.03627368598098612 0.03627368598098612] | [0.0254929716022225 0.0254929716022225 0.0254929716022225] | [80020.74730968214000 80020.74730968214000 80020.74730968214000] | [1089000000 1089000000 1089000000] | [3466394.660541481 3466394.660541481 3466394.660541481] | [0 0 0 0] | [0 0 0 0] | [0 0 0 0] | [0 0 0 0] | [0 0 0 0] | [0 0 0 0] | 190525.5888325765 | 76210.2355330306 | 33333333.33333333 | 50
xf_1113_to_1172_2 | 0.0 | Yg | [1.089e-006 1.089e-006 1.089e-006] | [3.466394660541481e-009 3.466394660541481e-009 3.466394660541481e-009] | [198146.6123858796000 198146.6123858796000 198146.6123858796000] | Yg | [0 0 0] | [0.02603113570305153 0.02603113570305153 0.02603113570305153] | [80020.74730968214000 80020.74730968214000 80020.74730968214000] | [1089000000 1089000000 1089000000] | [3466394.660541481 3466394.660541481 3466394.660541481] | [0 0 0 0] | [0 0 0 0] | [0 0 0 0] | [0 0 0 0] | [0 0 0 0] | [0 0 0 0] | 190525.5888325765 | 76210.2355330306 | 33333333.33333333 | 50
xf_1114_to_1029_1 | 0.0 | Yg | [1.089e-006 1.089e-006 1.089e-006] | [3.466394660541481e-009 3.466394660541481e-009 3.466394660541481e-009] | [190525.5888325765000 190525.5888325765000 190525.5888325765000] | Yg | [0.009755570219445224 0.009755570219445224 0.009755570219445224] | [0.0008821336289863169 0.0008821336289863169 0.0008821336289863169] | [9237.604307034013000 9237.604307034013000 9237.604307034013000] | [1089000000 1089000000 1089000000] | [3466394.660541481 3466394.660541481 3466394.660541481] | [0 0 0 0] | [0 0 0 0] | [0 0 0 0] | [0 0 0 0] | [0 0 0 0] | [0 0 0 0] | 190525.5888325765 | 9237.604307034013 | 33333333.33333333 | 50
xf_1114_to_1030_2 | 0.0 | Yg | [1.089e-006 1.089e-006 1.089e-006] | [3.466394660541481e-009 3.466394660541481e-009 3.466394660541481e-009] | [190525.5888325765000 190525.5888325765000 190525.5888325765000] | Yg | [0.009753423894190798 0.009753423894190798 0.009753423894190798] | [0.0009017177768994536 0.0009017177768994536 0.0009017177768994536] | [9237.604307034013000 9237.604307034013000 9237.604307034013000] | [1089000000 1089000000 1089000000] | [3466394.660541481 3466394.660541481 3466394.660541481] | [0 0 0 0] | [0 0 0 0] | [0 0 0 0] | [0 0 0 0] | [0 0 0 0] | [0 0 0 0] | 190525.5888325765 | 9237.604307034013 | 33333333.33333333 | 50
xf_1115_to_1034_1 | 0.0 | Yg | [1.089e-006 1.089e-006 1.089e-006] | [3.466394660541481e-009 3.466394660541481e-009 3.466394660541481e-009] | [202072.594216369000 202072.594216369000 202072.594216369000] | Yg | [0.002458928795933148 0.002458928795933148 0.002458928795933148] | [0.0004282004389720514 0.0004282004389720514 0.0004282004389720514] | [12701.70592217177000 12701.70592217177000 12701.70592217177000] | [1089000000 1089000000 1089000000] | [3466394.660541481 3466394.660541481 3466394.660541481] | [0 0 0 0] | [0 0 0 0] | [0 0 0 0] | [0 0 0 0] | [0 0 0 0] | [0 0 0 0] | 190525.5888325765 | 12701.70592217177 | 33333333.33333333 | 50
xf_1115_to_1036_3 | 0.0 | Yg | [1.089e-006 1.089e-006 1.089e-006] | [3.466394660541481e-009 3.466394660541481e-009 3.466394660541481e-009] | [202072.594216369000 202072.594216369000 202072.594216369000] | Yg | [0.002441469618860372 0.002441469618860372 0.002441469618860372] | [0.000465728660665032 0.000465728660665032 0.000465728660665032] | [12701.70592217177000 12701.70592217177000 12701.70592217177000] | [1089000000 1089000000 1089000000] | [3466394.660541481 3466394.660541481 3466394.660541481] | [0 0 0 0] | [0 0 0 0] | [0 0 0 0] | [0 0 0 0] | [0 0 0 0] | [0 0 0 0] | 190525.5888325765 | 12701.70592217177 | 33333333.33333333 | 50
xf_1115_to_1037_4 | 0.0 | Yg | [1.089e-006 1.089e-006 1.089e-006] | [3.466394660541481e-009 3.466394660541481e-009 3.466394660541481e-009] | [202072.594216369000 202072.594216369000 202072.594216369000] | Yg | [0.002228275331058262 0.002228275331058262 0.002228275331058262] | [0.000473203596228142 0.000473203596228142 0.000473203596228142] | [12701.70592217177000 12701.70592217177000 12701.70592217177000] | [1089000000 1089000000 1089000000] | [3466394.660541481 3466394.660541481 3466394.660541481] | [0 0 0 0] | [0 0 0 0] | [0 0 0 0] | [0 0 0 0] | [0 0 0 0] | [0 0 0 0] | 190525.5888325765 | 12701.70592217177 | 33333333.33333333 | 50
xf_1115_to_1544_5 | 0.0 | Yg | [1.089e-006 1.089e-006 1.089e-006] | [3.466394660541481e-009 3.466394660541481e-009 3.466394660541481e-009] | [191097.1655990742000 191097.1655990742000 191097.1655990742000] | Yg | [0.06322466439010581 0.06322466439010581 0.06322466439010581] | [0.006127607917288082 0.006127607917288082 0.006127607917288082] | [20784.60969082652000 20784.60969082652000 20784.60969082652000] | [1089000000 1089000000 1089000000] | [3466394.660541481 3466394.660541481 3466394.660541481] | [0 0 0 0] | [0 0 0 0] | [0 0 0 0] | [0 0 0 0] | [0 0 0 0] | [0 0 0 0] | 190525.5888325765 | 19052.55888325765 | 33333333.33333333 | 50
xf_1115_to_1546_6 | 0.0 | Yg | [1.089e-006 1.089e-006 1.089e-006] | [3.466394660541481e-009 3.466394660541481e-009 3.466394660541481e-009] | [191668.742365572000 191668.742365572000 191668.742365572000] | Yg | [0.06344184356562156 0.06344184356562156 0.06344184356562156] | [0.006153612434080477 0.006153612434080477 0.006153612434080477] | [19745.3792062852000 19745.3792062852000 19745.3792062852000] | [1089000000 1089000000 1089000000] | [3466394.660541481 3466394.660541481 3466394.660541481] | [0 0 0 0] | [0 0 0 0] | [0 0 0 0] | [0 0 0 0] | [0 0 0 0] | [0 0 0 0] | 190525.5888325765 | 19052.55888325765 | 33333333.33333333 | 50
xf_1116_to_1628_1 | 0.0 | Yg | [1.089e-006 1.089e-006 1.089e-006] | [3.466394660541481e-009 3.466394660541481e-009 3.466394660541481e-009] | [209578.1477158342000 209578.1477158342000 209578.1477158342000] | Yg | [0.2269878590268277 0.2269878590268277 0.2269878590268277] | [0.02544375136795493 0.02544375136795493 0.02544375136795493] | [80020.74730968214000 80020.74730968214000 80020.74730968214000] | [1089000000 1089000000 1089000000] | [3466394.660541481 3466394.660541481 3466394.660541481] | [0 0 0 0] | [0 0 0 0] | [0 0 0 0] | [0 0 0 0] | [0 0 0 0] | [0 0 0 0] | 190525.5888325765 | 76210.2355330306 | 33333333.33333333 | 50
xf_1116_to_1628_2 | 0.0 | Yg | [1.089e-006 1.089e-006 1.089e-006] | [3.466394660541481e-009 3.466394660541481e-009 3.466394660541481e-009] | [209578.1477158342000 209578.1477158342000 209578.1477158342000] | Yg | [0.2241194815158316 0.2241194815158316 0.2241194815158316] | [0.02496141829933353 0.02496141829933353 0.02496141829933353] | [80020.74730968214000 80020.74730968214000 80020.74730968214000] | [1089000000 1089000000 1089000000] | [3466394.660541481 3466394.660541481 3466394.660541481] | [0 0 0 0] | [0 0 0 0] | [0 0 0 0] | [0 0 0 0] | [0 0 0 0] | [0 0 0 0] | 190525.5888325765 | 76210.2355330306 | 33333333.33333333 | 50
xf_1117_to_1174_1 | 0.0 | Yg | [1.089e-006 1.089e-006 1.089e-006] | [3.466394660541481e-009 3.466394660541481e-009 3.466394660541481e-009] | [198146.6123858796000 198146.6123858796000 198146.6123858796000] | Yg | [0 0 0] | [0.02506647668723663 0.02506647668723663 0.02506647668723663] | [80020.74730968214000 80020.74730968214000 80020.74730968214000] | [1089000000 1089000000 1089000000] | [3466394.660541481 3466394.660541481 3466394.660541481] | [0 0 0 0] | [0 0 0 0] | [0 0 0 0] | [0 0 0 0] | [0 0 0 0] | [0 0 0 0] | 190525.5888325765 | 76210.2355330306 | 33333333.33333333 | 50
xf_1117_to_1175_2 | 0.0 | Yg | [1.089e-006 1.089e-006 1.089e-006] | [3.466394660541481e-009 3.466394660541481e-009 3.466394660541481e-009] | [198146.6123858796000 198146.6123858796000 198146.6123858796000] | Yg | [0 0 0] | [0.02370572033075031 0.02370572033075031 0.02370572033075031] | [80020.74730968214000 80020.74730968214000 80020.74730968214000] | [1089000000 1089000000 1089000000] | [3466394.660541481 3466394.660541481 3466394.660541481] | [0 0 0 0] | [0 0 0 0] | [0 0 0 0] | [0 0 0 0] | [0 0 0 0] | [0 0 0 0] | 190525.5888325765 | 76210.2355330306 | 33333333.33333333 | 50
xf_1117_to_1176_3 | 0.0 | Yg | [1.089e-006 1.089e-006 1.089e-006] | [3.466394660541481e-009 3.466394660541481e-009 3.466394660541481e-009] | [198146.6123858796000 198146.6123858796000 198146.6123858796000] | Yg | [0.09186909907862223 0.09186909907862223 0.09186909907862223] | [0.02390519544001293 0.02390519544001293 0.02390519544001293] | [80020.74730968214000 80020.74730968214000 80020.74730968214000] | [1089000000 1089000000 1089000000] | [3466394.660541481 3466394.660541481 3466394.660541481] | [0 0 0 0] | [0 0 0 0] | [0 0 0 0] | [0 0 0 0] | [0 0 0 0] | [0 0 0 0] | 190525.5888325765 | 76210.2355330306 | 33333333.33333333 | 50
xf_1119_to_1177_1 | 0.0 | Yg | [1.089e-006 1.089e-006 1.089e-006] | [3.466394660541481e-009 3.466394660541481e-009 3.466394660541481e-009] | [188620.3329442507000 188620.3329442507000 188620.3329442507000] | Yg | [0.293270301611652 0.293270301611652 0.293270301611652] | [0.03580427867684747 0.03580427867684747 0.03580427867684747] | [76210.2355330306000 76210.2355330306000 76210.2355330306000] | [1089000000 1089000000 1089000000] | [3466394.660541481 3466394.660541481 3466394.660541481] | [0 0 0 0] | [0 0 0 0] | [0 0 0 0] | [0 0 0 0] | [0 0 0 0] | [0 0 0 0] | 190525.5888325765 | 76210.2355330306 | 33333333.33333333 | 50
xf_1120_to_1178_1 | 0.0 | Yg | [1.089e-006 1.089e-006 1.089e-006] | [3.466394660541481e-009 3.466394660541481e-009 3.466394660541481e-009] | [200051.8682742054000 200051.8682742054000 200051.8682742054000] | Yg | [0.07269110947831578 0.07269110947831578 0.07269110947831578] | [0.02423724119279567 0.02423724119279567 0.02423724119279567] | [80020.74730968214000 80020.74730968214000 80020.74730968214000] | [1089000000 1089000000 1089000000] | [3466394.660541481 3466394.660541481 3466394.660541481] | [0 0 0 0] | [0 0 0 0] | [0 0 0 0] | [0 0 0 0] | [0 0 0 0] | [0 0 0 0] | 190525.5888325765 | 76210.2355330306 | 33333333.33333333 | 50
xf_1120_to_1548_2 | 0.0 | Yg | [1.089e-006 1.089e-006 1.089e-006] | [3.466394660541481e-009 3.466394660541481e-009 3.466394660541481e-009] | [203862.3800508569000 203862.3800508569000 203862.3800508569000] | Yg | [0.08542242183321326 0.08542242183321326 0.08542242183321326] | [0.01041251362080545 0.01041251362080545 0.01041251362080545] | [40010.37365484107000 40010.37365484107000 40010.37365484107000] | [1089000000 1089000000 1089000000] | [3466394.660541481 3466394.660541481 3466394.660541481] | [0 0 0 0] | [0 0 0 0] | [0 0 0 0] | [0 0 0 0] | [0 0 0 0] | [0 0 0 0] | 190525.5888325765 | 38105.1177665153 | 33333333.33333333 | 50
xf_1123_to_1044_1 | 0.0 | Yg | [1.089e-006 1.089e-006 1.089e-006] | [3.466394660541481e-009 3.466394660541481e-009 3.466394660541481e-009] | [192603.47245139000 192603.47245139000 192603.47245139000] | Yg | [0.001611433868361565 0.001611433868361565 0.001611433868361565] | [0.0003346406860080137 0.0003346406860080137 0.0003346406860080137] | [13279.05619136139000 13279.05619136139000 13279.05619136139000] | [1089000000 1089000000 1089000000] | [3466394.660541481 3466394.660541481 3466394.660541481] | [0 0 0 0] | [0 0 0 0] | [0 0 0 0] | [0 0 0 0] | [0 0 0 0] | [0 0 0 0] | 190525.5888325765 | 13279.05619136139 | 33333333.33333333 | 50
xf_1123_to_1045_2 | 0.0 | Yg | [1.089e-006 1.089e-006 1.089e-006] | [3.466394660541481e-009 3.466394660541481e-009 3.466394660541481e-009] | [192603.47245139000 192603.47245139000 192603.47245139000] | Yg | [0.001725235574786628 0.001725235574786628 0.001725235574786628] | [0.0003000125672398381 0.0003000125672398381 0.0003000125672398381] | [13279.05619136139000 13279.05619136139000 13279.05619136139000] | [1089000000 1089000000 1089000000] | [3466394.660541481 3466394.660541481 3466394.660541481] | [0 0 0 0] | [0 0 0 0] | [0 0 0 0] | [0 0 0 0] | [0 0 0 0] | [0 0 0 0] | 190525.5888325765 | 13279.05619136139 | 33333333.33333333 | 50
xf_1123_to_1179_3 | 0.0 | Yg | [1.089e-006 1.089e-006 1.089e-006] | [3.466394660541481e-009 3.466394660541481e-009 3.466394660541481e-009] | [190525.5888325765000 190525.5888325765000 190525.5888325765000] | Yg | [0 0 0] | [0.02369950477536227 0.02369950477536227 0.02369950477536227] | [80020.74730968214000 80020.74730968214000 80020.74730968214000] | [1089000000 1089000000 1089000000] | [3466394.660541481 3466394.660541481 3466394.660541481] | [0 0 0 0] | [0 0 0 0] | [0 0 0 0] | [0 0 0 0] | [0 0 0 0] | [0 0 0 0] | 190525.5888325765 | 76210.2355330306 | 33333333.33333333 | 50
xf_1124_to_1047_2 | 0.0 | Yg | [1.089e-006 1.089e-006 1.089e-006] | [3.466394660541481e-009 3.466394660541481e-009 3.466394660541481e-009] | [197233.0595079355000 197233.0595079355000 197233.0595079355000] | Yg | [0.002673524238774551 0.002673524238774551 0.002673524238774551] | [0.0003638863717152293 0.0003638863717152293 0.0003638863717152293] | [10103.62971081845000 10103.62971081845000 10103.62971081845000] | [1089000000 1089000000 1089000000] | [3466394.660541481 3466394.660541481 3466394.660541481] | [0 0 0 0] | [0 0 0 0] | [0 0 0 0] | [0 0 0 0] | [0 0 0 0] | [0 0 0 0] | 190525.5888325765 | 10103.62971081845 | 33333333.33333333 | 50
xf_1124_to_1049_1 | 0.0 | Yg | [1.089e-006 1.089e-006 1.089e-006] | [3.466394660541481e-009 3.466394660541481e-009 3.466394660541481e-009] | [190525.5888325765000 190525.5888325765000 190525.5888325765000] | Yg | [0.00338279912568396 0.00338279912568396 0.00338279912568396] | [0.0004380601075865285 0.0004380601075865285 0.0004380601075865285] | [8660.254037844386000 8660.254037844386000 8660.254037844386000] | [1089000000 1089000000 1089000000] | [3466394.660541481 3466394.660541481 3466394.660541481] | [0 0 0 0] | [0 0 0 0] | [0 0 0 0] | [0 0 0 0] | [0 0 0 0] | [0 0 0 0] | 190525.5888325765 | 8660.254037844386 | 33333333.33333333 | 50
xf_1124_to_1050_2 | 0.0 | Yg | [1.089e-006 1.089e-006 1.089e-006] | [3.466394660541481e-009 3.466394660541481e-009 3.466394660541481e-009] | [190525.5888325765000 190525.5888325765000 190525.5888325765000] | Yg | [0.003477833343856035 0.003477833343856035 0.003477833343856035] | [0.0004531257752568909 0.0004531257752568909 0.0004531257752568909] | [8660.254037844386000 8660.254037844386000 8660.254037844386000] | [1089000000 1089000000 1089000000] | [3466394.660541481 3466394.660541481 3466394.660541481] | [0 0 0 0] | [0 0 0 0] | [0 0 0 0] | [0 0 0 0] | [0 0 0 0] | [0 0 0 0] | 190525.5888325765 | 8660.254037844386 | 33333333.33333333 | 50
xf_1124_to_1051_3 | 0.0 | Yg | [1.089e-006 1.089e-006 1.089e-006] | [3.466394660541481e-009 3.466394660541481e-009 3.466394660541481e-009] | [190525.5888325765000 190525.5888325765000 190525.5888325765000] | Yg | [0.00340617958438815 0.00340617958438815 0.00340617958438815] | [0.0004589229871073983 0.0004589229871073983 0.0004589229871073983] | [8660.254037844386000 8660.254037844386000 8660.254037844386000] | [1089000000 1089000000 1089000000] | [3466394.660541481 3466394.660541481 3466394.660541481] | [0 0 0 0] | [0 0 0 0] | [0 0 0 0] | [0 0 0 0] | [0 0 0 0] | [0 0 0 0] | 190525.5888325765 | 8660.254037844386 | 33333333.33333333 | 50
xf_1124_to_1052_4 | 0.0 | Yg | [1.089e-006 1.089e-006 1.089e-006] | [3.466394660541481e-009 3.466394660541481e-009 3.466394660541481e-009] | [190525.5888325765000 190525.5888325765000 190525.5888325765000] | Yg | [0.003336858649755585 0.003336858649755585 0.003336858649755585] | [0.0004519758594852332 0.0004519758594852332 0.0004519758594852332] | [8660.254037844386000 8660.254037844386000 8660.254037844386000] | [1089000000 1089000000 1089000000] | [3466394.660541481 3466394.660541481 3466394.660541481] | [0 0 0 0] | [0 0 0 0] | [0 0 0 0] | [0 0 0 0] | [0 0 0 0] | [0 0 0 0] | 190525.5888325765 | 8660.254037844386 | 33333333.33333333 | 50
xf_1124_to_1180_3 | 0.0 | Yg | [1.089e-006 1.089e-006 1.089e-006] | [3.466394660541481e-009 3.466394660541481e-009 3.466394660541481e-009] | [196241.3564975538000 196241.3564975538000 196241.3564975538000] | Yg | [0.1168178137889284 0.1168178137889284 0.1168178137889284] | [0.02600865203119834 0.02600865203119834 0.02600865203119834] | [80020.74730968214000 80020.74730968214000 80020.74730968214000] | [1089000000 1089000000 1089000000] | [3466394.660541481 3466394.660541481 3466394.660541481] | [0 0 0 0] | [0 0 0 0] | [0 0 0 0] | [0 0 0 0] | [0 0 0 0] | [0 0 0 0] | 190525.5888325765 | 76210.2355330306 | 33333333.33333333 | 50
xf_1124_to_1551_5 | 0.0 | Yg | [1.089e-006 1.089e-006 1.089e-006] | [3.466394660541481e-009 3.466394660541481e-009 3.466394660541481e-009] | [190525.5888325765000 190525.5888325765000 190525.5888325765000] | Yg | [0.07497201210756924 0.07497201210756924 0.07497201210756924] | [0.006742047048642886 0.006742047048642886 0.006742047048642886] | [19629.90915244728000 19629.90915244728000 19629.90915244728000] | [1089000000 1089000000 1089000000] | [3466394.660541481 3466394.660541481 3466394.660541481] | [0 0 0 0] | [0 0 0 0] | [0 0 0 0] | [0 0 0 0] | [0 0 0 0] | [0 0 0 0] | 190525.5888325765 | 19052.55888325765 | 33333333.33333333 | 50
xf_1124_to_1552_4 | 0.0 | Yg | [1.089e-006 1.089e-006 1.089e-006] | [3.466394660541481e-009 3.466394660541481e-009 3.466394660541481e-009] | [190525.5888325765000 190525.5888325765000 190525.5888325765000] | Yg | [0.07360714921502834 0.07360714921502834 0.07360714921502834] | [0.00695204185071672 0.00695204185071672 0.00695204185071672] | [19629.90915244728000 19629.90915244728000 19629.90915244728000] | [1089000000 1089000000 1089000000] | [3466394.660541481 3466394.660541481 3466394.660541481] | [0 0 0 0] | [0 0 0 0] | [0 0 0 0] | [0 0 0 0] | [0 0 0 0] | [0 0 0 0] | 190525.5888325765 | 19052.55888325765 | 33333333.33333333 | 50
xf_1125_to_1181_1 | 0.0 | Yg | [1.089e-006 1.089e-006 1.089e-006] | [3.466394660541481e-009 3.466394660541481e-009 3.466394660541481e-009] | [195669.7797310561000 195669.7797310561000 195669.7797310561000] | Yg | [0.03605002636662936 0.03605002636662936 0.03605002636662936] | [0.0052459559946992 0.0052459559946992 0.0052459559946992] | [19052.55888325765000 19052.55888325765000 19052.55888325765000] | [1089000000 1089000000 1089000000] | [3466394.660541481 3466394.660541481 3466394.660541481] | [0 0 0 0] | [0 0 0 0] | [0 0 0 0] | [0 0 0 0] | [0 0 0 0] | [0 0 0 0] | 190525.5888325765 | 19052.55888325765 | 33333333.33333333 | 50
xf_1125_to_1181_3 | 0.0 | Yg | [1.089e-006 1.089e-006 1.089e-006] | [3.466394660541481e-009 3.466394660541481e-009 3.466394660541481e-009] | [195669.7797310561000 195669.7797310561000 195669.7797310561000] | Yg | [0.01632076455865613 0.01632076455865613 0.01632076455865613] | [0.002244077948905511 0.002244077948905511 0.002244077948905511] | [19052.55888325765000 19052.55888325765000 19052.55888325765000] | [1089000000 1089000000 1089000000] | [3466394.660541481 3466394.660541481 3466394.660541481] | [0 0 0 0] | [0 0 0 0] | [0 0 0 0] | [0 0 0 0] | [0 0 0 0] | [0 0 0 0] | 190525.5888325765 | 19052.55888325765 | 33333333.33333333 | 50
xf_1126_to_1182_1 | 0.0 | Yg | [1.089e-006 1.089e-006 1.089e-006] | [3.466394660541481e-009 3.466394660541481e-009 3.466394660541481e-009] | [192430.8447209023000 192430.8447209023000 192430.8447209023000] | Yg | [0.1325377684806525 0.1325377684806525 0.1325377684806525] | [0.02381072862673629 0.02381072862673629 0.02381072862673629] | [80020.74730968214000 80020.74730968214000 80020.74730968214000] | [1089000000 1089000000 1089000000] | [3466394.660541481 3466394.660541481 3466394.660541481] | [0 0 0 0] | [0 0 0 0] | [0 0 0 0] | [0 0 0 0] | [0 0 0 0] | [0 0 0 0] | 190525.5888325765 | 76210.2355330306 | 33333333.33333333 | 50
xf_1126_to_1182_2 | 0.0 | Yg | [1.089e-006 1.089e-006 1.089e-006] | [3.466394660541481e-009 3.466394660541481e-009 3.466394660541481e-009] | [192430.8447209023000 192430.8447209023000 192430.8447209023000] | Yg | [0.1372392906137646 0.1372392906137646 0.1372392906137646] | [0.02479963677489713 0.02479963677489713 0.02479963677489713] | [80020.74730968214000 80020.74730968214000 80020.74730968214000] | [1089000000 1089000000 1089000000] | [3466394.660541481 3466394.660541481 3466394.660541481] | [0 0 0 0] | [0 0 0 0] | [0 0 0 0] | [0 0 0 0] | [0 0 0 0] | [0 0 0 0] | 190525.5888325765 | 76210.2355330306 | 33333333.33333333 | 50
xf_1132_to_1183_1 | 0.0 | Yg | [1.089e-006 1.089e-006 1.089e-006] | [3.466394660541481e-009 3.466394660541481e-009 3.466394660541481e-009] | [188620.3329442507000 188620.3329442507000 188620.3329442507000] | Yg | [0.9498679598444069 0.9498679598444069 0.9498679598444069] | [0.02459756963677715 0.02459756963677715 0.02459756963677715] | [80020.74730968214000 80020.74730968214000 80020.74730968214000] | [1089000000 1089000000 1089000000] | [3466394.660541481 3466394.660541481 3466394.660541481] | [0 0 0 0] | [0 0 0 0] | [0 0 0 0] | [0 0 0 0] | [0 0 0 0] | [0 0 0 0] | 190525.5888325765 | 76210.2355330306 | 33333333.33333333 | 50
xf_1132_to_1183_2 | 0.0 | Yg | [1.089e-006 1.089e-006 1.089e-006] | [3.466394660541481e-009 3.466394660541481e-009 3.466394660541481e-009] | [188620.3329442507000 188620.3329442507000 188620.3329442507000] | Yg | [0.07208085056281491 0.07208085056281491 0.07208085056281491] | [0.02341371320786259 0.02341371320786259 0.02341371320786259] | [80020.74730968214000 80020.74730968214000 80020.74730968214000] | [1089000000 1089000000 1089000000] | [3466394.660541481 3466394.660541481 3466394.660541481] | [0 0 0 0] | [0 0 0 0] | [0 0 0 0] | [0 0 0 0] | [0 0 0 0] | [0 0 0 0] | 190525.5888325765 | 76210.2355330306 | 33333333.33333333 | 50
xf_1132_to_1183_3 | 0.0 | Yg | [1.089e-006 1.089e-006 1.089e-006] | [3.466394660541481e-009 3.466394660541481e-009 3.466394660541481e-009] | [188620.3329442507000 188620.3329442507000 188620.3329442507000] | Yg | [0.06868011328668601 0.06868011328668601 0.06868011328668601] | [0.02346924176565207 0.02346924176565207 0.02346924176565207] | [80020.74730968214000 80020.74730968214000 80020.74730968214000] | [1089000000 1089000000 1089000000] | [3466394.660541481 3466394.660541481 3466394.660541481] | [0 0 0 0] | [0 0 0 0] | [0 0 0 0] | [0 0 0 0] | [0 0 0 0] | [0 0 0 0] | 190525.5888325765 | 76210.2355330306 | 33333333.33333333 | 50
xf_1133_to_1184_1 | 0.0 | Yg | [1.089e-006 1.089e-006 1.089e-006] | [3.466394660541481e-009 3.466394660541481e-009 3.466394660541481e-009] | [201957.1241625311000 201957.1241625311000 201957.1241625311000] | Yg | [0.08444779435125374 0.08444779435125374 0.08444779435125374] | [0.02529410342284616 0.02529410342284616 0.02529410342284616] | [80020.74730968214000 80020.74730968214000 80020.74730968214000] | [1089000000 1089000000 1089000000] | [3466394.660541481 3466394.660541481 3466394.660541481] | [0 0 0 0] | [0 0 0 0] | [0 0 0 0] | [0 0 0 0] | [0 0 0 0] | [0 0 0 0] | 190525.5888325765 | 76210.2355330306 | 33333333.33333333 | 50
xf_1133_to_1184_2 | 0.0 | Yg | [1.089e-006 1.089e-006 1.089e-006] | [3.466394660541481e-009 3.466394660541481e-009 3.466394660541481e-009] | [201957.1241625311000 201957.1241625311000 201957.1241625311000] | Yg | [0.1353020757604123 0.1353020757604123 0.1353020757604123] | [0.02442942810836946 0.02442942810836946 0.02442942810836946] | [80020.74730968214000 80020.74730968214000 80020.74730968214000] | [1089000000 1089000000 1089000000] | [3466394.660541481 3466394.660541481 3466394.660541481] | [0 0 0 0] | [0 0 0 0] | [0 0 0 0] | [0 0 0 0] | [0 0 0 0] | [0 0 0 0] | 190525.5888325765 | 76210.2355330306 | 33333333.33333333 | 50
xf_1134_to_1185_1 | 0.0 | Yg | [1.089e-006 1.089e-006 1.089e-006] | [3.466394660541481e-009 3.466394660541481e-009 3.466394660541481e-009] | [205767.6359391827000 205767.6359391827000 205767.6359391827000] | Yg | [0.06833374135570229 0.06833374135570229 0.06833374135570229] | [0.01878016989394421 0.01878016989394421 0.01878016989394421] | [80020.74730968214000 80020.74730968214000 80020.74730968214000] | [1089000000 1089000000 1089000000] | [3466394.660541481 3466394.660541481 3466394.660541481] | [0 0 0 0] | [0 0 0 0] | [0 0 0 0] | [0 0 0 0] | [0 0 0 0] | [0 0 0 0] | 190525.5888325765 | 76210.2355330306 | 33333333.33333333 | 50
xf_1134_to_1185_2 | 0.0 | Yg | [1.089e-006 1.089e-006 1.089e-006] | [3.466394660541481e-009 3.466394660541481e-009 3.466394660541481e-009] | [205767.6359391827000 205767.6359391827000 205767.6359391827000] | Yg | [0.06858261852108836 0.06858261852108836 0.06858261852108836] | [0.01880397187389535 0.01880397187389535 0.01880397187389535] | [80020.74730968214000 80020.74730968214000 80020.74730968214000] | [1089000000 1089000000 1089000000] | [3466394.660541481 3466394.660541481 3466394.660541481] | [0 0 0 0] | [0 0 0 0] | [0 0 0 0] | [0 0 0 0] | [0 0 0 0] | [0 0 0 0] | 190525.5888325765 | 76210.2355330306 | 33333333.33333333 | 50
xf_1134_to_1185_3 | 0.0 | Yg | [1.089e-006 1.089e-006 1.089e-006] | [3.466394660541481e-009 3.466394660541481e-009 3.466394660541481e-009] | [205767.6359391827000 205767.6359391827000 205767.6359391827000] | Yg | [0.08723015305437148 0.08723015305437148 0.08723015305437148] | [0.01949432821600144 0.01949432821600144 0.01949432821600144] | [80020.74730968214000 80020.74730968214000 80020.74730968214000] | [1089000000 1089000000 1089000000] | [3466394.660541481 3466394.660541481 3466394.660541481] | [0 0 0 0] | [0 0 0 0] | [0 0 0 0] | [0 0 0 0] | [0 0 0 0] | [0 0 0 0] | 190525.5888325765 | 76210.2355330306 | 33333333.33333333 | 50
xf_1134_to_1185_4 | 0.0 | Yg | [1.089e-006 1.089e-006 1.089e-006] | [3.466394660541481e-009 3.466394660541481e-009 3.466394660541481e-009] | [205767.6359391827000 205767.6359391827000 205767.6359391827000] | Yg | [0.07343561659241267 0.07343561659241267 0.07343561659241267] | [0.02601653249615985 0.02601653249615985 0.02601653249615985] | [80020.74730968214000 80020.74730968214000 80020.74730968214000] | [1089000000 1089000000 1089000000] | [3466394.660541481 3466394.660541481 3466394.660541481] | [0 0 0 0] | [0 0 0 0] | [0 0 0 0] | [0 0 0 0] | [0 0 0 0] | [0 0 0 0] | 190525.5888325765 | 76210.2355330306 | 33333333.33333333 | 50
xf_1136_to_1059_1 | 0.0 | Yg | [1.7424e-007 1.7424e-007 1.7424e-007] | [5.54623145686637e-010 5.54623145686637e-010 5.54623145686637e-010] | [76972.33788836091000 76972.33788836091000 76972.33788836091000] | Yg | [0.02122588932279961 0.02122588932279961 0.02122588932279961] | [0.001202500823478012 0.001202500823478012 0.001202500823478012] | [6639.528095680697000 6639.528095680697000 6639.528095680697000] | [174240000 174240000 174240000] | [554623.1456866369 554623.1456866369 554623.1456866369] | [0 0 0 0] | [0 0 0 0] | [0 0 0 0] | [0 0 0 0] | [0 0 0 0] | [0 0 0 0] | 76210.2355330306 | 6639.528095680696 | 33333333.33333333 | 50
xf_1136_to_1060_2 | 0.0 | Yg | [1.7424e-007 1.7424e-007 1.7424e-007] | [5.54623145686637e-010 5.54623145686637e-010 5.54623145686637e-010] | [79258.64495435182000 79258.64495435182000 79258.64495435182000] | Yg | [0.02199980084605107 0.02199980084605107 0.02199980084605107] | [0.001229756024846789 0.001229756024846789 0.001229756024846789] | [6639.528095680697000 6639.528095680697000 6639.528095680697000] | [174240000 174240000 174240000] | [554623.1456866369 554623.1456866369 554623.1456866369] | [0 0 0 0] | [0 0 0 0] | [0 0 0 0] | [0 0 0 0] | [0 0 0 0] | [0 0 0 0] | 76210.2355330306 | 6639.528095680696 | 33333333.33333333 | 50
xf_1138_to_1186_1 | 0.0 | Yg | [1.089e-006 1.089e-006 1.089e-006] | [3.466394660541481e-009 3.466394660541481e-009 3.466394660541481e-009] | [203862.3800508569000 203862.3800508569000 203862.3800508569000] | Yg | [0.1425071351379454 0.1425071351379454 0.1425071351379454] | [0.02638513564716901 0.02638513564716901 0.02638513564716901] | [80020.74730968214000 80020.74730968214000 80020.74730968214000] | [1089000000 1089000000 1089000000] | [3466394.660541481 3466394.660541481 3466394.660541481] | [0 0 0 0] | [0 0 0 0] | [0 0 0 0] | [0 0 0 0] | [0 0 0 0] | [0 0 0 0] | 190525.5888325765 | 76210.2355330306 | 33333333.33333333 | 50
xf_1138_to_1186_2 | 0.0 | Yg | [1.089e-006 1.089e-006 1.089e-006] | [3.466394660541481e-009 3.466394660541481e-009 3.466394660541481e-009] | [209578.1477158342000 209578.1477158342000 209578.1477158342000] | Yg | [0.1406467839164436 0.1406467839164436 0.1406467839164436] | [0.0236984679512905 0.0236984679512905 0.0236984679512905] | [80020.74730968214000 80020.74730968214000 80020.74730968214000] | [1089000000 1089000000 1089000000] | [3466394.660541481 3466394.660541481 3466394.660541481] | [0 0 0 0] | [0 0 0 0] | [0 0 0 0] | [0 0 0 0] | [0 0 0 0] | [0 0 0 0] | 190525.5888325765 | 76210.2355330306 | 33333333.33333333 | 50
xf_1138_to_1186_3 | 0.0 | Yg | [1.089e-006 1.089e-006 1.089e-006] | [3.466394660541481e-009 3.466394660541481e-009 3.466394660541481e-009] | [203862.3800508569000 203862.3800508569000 203862.3800508569000] | Yg | [0.1408731678028285 0.1408731678028285 0.1408731678028285] | [0.02472717701454576 0.02472717701454576 0.02472717701454576] | [80020.74730968214000 80020.74730968214000 80020.74730968214000] | [1089000000 1089000000 1089000000] | [3466394.660541481 3466394.660541481 3466394.660541481] | [0 0 0 0] | [0 0 0 0] | [0 0 0 0] | [0 0 0 0] | [0 0 0 0] | [0 0 0 0] | 190525.5888325765 | 76210.2355330306 | 33333333.33333333 | 50
xf_1138_to_1186_4 | 0.0 | Yg | [1.089e-006 1.089e-006 1.089e-006] | [3.466394660541481e-009 3.466394660541481e-009 3.466394660541481e-009] | [203862.3800508569000 203862.3800508569000 203862.3800508569000] | Yg | [0.145507683019513 0.145507683019513 0.145507683019513] | [0.02464888645062219 0.02464888645062219 0.02464888645062219] | [80020.74730968214000 80020.74730968214000 80020.74730968214000] | [1089000000 1089000000 1089000000] | [3466394.660541481 3466394.660541481 3466394.660541481] | [0 0 0 0] | [0 0 0 0] | [0 0 0 0] | [0 0 0 0] | [0 0 0 0] | [0 0 0 0] | 190525.5888325765 | 76210.2355330306 | 33333333.33333333 | 50
xf_1138_to_1186_5 | 0.0 | Yg | [1.089e-006 1.089e-006 1.089e-006] | [3.466394660541481e-009 3.466394660541481e-009 3.466394660541481e-009] | [203862.3800508569000 203862.3800508569000 203862.3800508569000] | Yg | [0.09476765881365894 0.09476765881365894 0.09476765881365894] | [0.02513121918915309 0.02513121918915309 0.02513121918915309] | [80020.74730968214000 80020.74730968214000 80020.74730968214000] | [1089000000 1089000000 1089000000] | [3466394.660541481 3466394.660541481 3466394.660541481] | [0 0 0 0] | [0 0 0 0] | [0 0 0 0] | [0 0 0 0] | [0 0 0 0] | [0 0 0 0] | 190525.5888325765 | 76210.2355330306 | 33333333.33333333 | 50
xf_1140_to_1189_1 | 0.0 | Yg | [1.089e-006 1.089e-006 1.089e-006] | [3.466394660541481e-009 3.466394660541481e-009 3.466394660541481e-009] | [207672.8918275084000 207672.8918275084000 207672.8918275084000] | Yg | [0.072926781479761 0.072926781479761 0.072926781479761] | [0.02281616444305199 0.02281616444305199 0.02281616444305199] | [80020.74730968214000 80020.74730968214000 80020.74730968214000] | [1089000000 1089000000 1089000000] | [3466394.660541481 3466394.660541481 3466394.660541481] | [0 0 0 0] | [0 0 0 0] | [0 0 0 0] | [0 0 0 0] | [0 0 0 0] | [0 0 0 0] | 190525.5888325765 | 76210.2355330306 | 33333333.33333333 | 50
xf_1140_to_1189_2 | 0.0 | Yg | [1.089e-006 1.089e-006 1.089e-006] | [3.466394660541481e-009 3.466394660541481e-009 3.466394660541481e-009] | [171473.0299493189000 171473.0299493189000 171473.0299493189000] | Yg | [0.09420507601534062 0.09420507601534062 0.09420507601534062] | [0.02447994027665478 0.02447994027665478 0.02447994027665478] | [80020.74730968214000 80020.74730968214000 80020.74730968214000] | [1089000000 1089000000 1089000000] | [3466394.660541481 3466394.660541481 3466394.660541481] | [0 0 0 0] | [0 0 0 0] | [0 0 0 0] | [0 0 0 0] | [0 0 0 0] | [0 0 0 0] | 190525.5888325765 | 76210.2355330306 | 33333333.33333333 | 50
xf_1140_to_1189_3 | 0.0 | Yg | [1.089e-006 1.089e-006 1.089e-006] | [3.466394660541481e-009 3.466394660541481e-009 3.466394660541481e-009] | [207672.8918275084000 207672.8918275084000 207672.8918275084000] | Yg | [0.08344382089433004 0.08344382089433004 0.08344382089433004] | [0.02473966777120011 0.02473966777120011 0.02473966777120011] | [80020.74730968214000 80020.74730968214000 80020.74730968214000] | [1089000000 1089000000 1089000000] | [3466394.660541481 3466394.660541481 3466394.660541481] | [0 0 0 0] | [0 0 0 0] | [0 0 0 0] | [0 0 0 0] | [0 0 0 0] | [0 0 0 0] | 190525.5888325765 | 76210.2355330306 | 33333333.33333333 | 50
xf_1140_to_1189_5 | 0.0 | Yg | [1.089e-006 1.089e-006 1.089e-006] | [3.466394660541481e-009 3.466394660541481e-009 3.466394660541481e-009] | [207672.8918275084000 207672.8918275084000 207672.8918275084000] | Yg | [0.09471132467910895 0.09471132467910895 0.09471132467910895] | [0.02413616415737569 0.02413616415737569 0.02413616415737569] | [80020.74730968214000 80020.74730968214000 80020.74730968214000] | [1089000000 1089000000 1089000000] | [3466394.660541481 3466394.660541481 3466394.660541481] | [0 0 0 0] | [0 0 0 0] | [0 0 0 0] | [0 0 0 0] | [0 0 0 0] | [0 0 0 0] | 190525.5888325765 | 76210.2355330306 | 33333333.33333333 | 50
xf_1140_to_1189_6 | 0.0 | Yg | [1.089e-006 1.089e-006 1.089e-006] | [3.466394660541481e-009 3.466394660541481e-009 3.466394660541481e-009] | [207672.8918275084000 207672.8918275084000 207672.8918275084000] | Yg | [0.094785806606467 0.094785806606467 0.094785806606467] | [0.02415007112466007 0.02415007112466007 0.02415007112466007] | [80020.74730968214000 80020.74730968214000 80020.74730968214000] | [1089000000 1089000000 1089000000] | [3466394.660541481 3466394.660541481 3466394.660541481] | [0 0 0 0] | [0 0 0 0] | [0 0 0 0] | [0 0 0 0] | [0 0 0 0] | [0 0 0 0] | 190525.5888325765 | 76210.2355330306 | 33333333.33333333 | 50
xf_1142_to_1642_2 | 0.0 | Yg | [1.089e-006 1.089e-006 1.089e-006] | [3.466394660541481e-009 3.466394660541481e-009 3.466394660541481e-009] | [190525.5888325765000 190525.5888325765000 190525.5888325765000] | Yg | [0.02479064812044145 0.02479064812044145 0.02479064812044145] | [0.004560497052273673 0.004560497052273673 0.004560497052273673] | [19052.55888325765000 19052.55888325765000 19052.55888325765000] | [1089000000 1089000000 1089000000] | [3466394.660541481 3466394.660541481 3466394.660541481] | [0 0 0 0] | [0 0 0 0] | [0 0 0 0] | [0 0 0 0] | [0 0 0 0] | [0 0 0 0] | 190525.5888325765 | 19052.55888325765 | 33333333.33333333 | 50
xf_1142_to_1642_5 | 0.0 | Yg | [1.089e-006 1.089e-006 1.089e-006] | [3.466394660541481e-009 3.466394660541481e-009 3.466394660541481e-009] | [190525.5888325765000 190525.5888325765000 190525.5888325765000] | Yg | [0.02622348684830805 0.02622348684830805 0.02622348684830805] | [0.00479231535621148 0.00479231535621148 0.00479231535621148] | [19052.55888325765000 19052.55888325765000 19052.55888325765000] | [1089000000 1089000000 1089000000] | [3466394.660541481 3466394.660541481 3466394.660541481] | [0 0 0 0] | [0 0 0 0] | [0 0 0 0] | [0 0 0 0] | [0 0 0 0] | [0 0 0 0] | 190525.5888325765 | 19052.55888325765 | 33333333.33333333 | 50
xf_1144_to_1190_3 | 0.0 | Yg | [1.089e-006 1.089e-006 1.089e-006] | [3.466394660541481e-009 3.466394660541481e-009 3.466394660541481e-009] | [198146.6123858796000 198146.6123858796000 198146.6123858796000] | Yg | [0.06752358610452917 0.06752358610452917 0.06752358610452917] | [0.0239292930249466 0.0239292930249466 0.0239292930249466] | [80020.74730968214000 80020.74730968214000 80020.74730968214000] | [1089000000 1089000000 1089000000] | [3466394.660541481 3466394.660541481 3466394.660541481] | [0 0 0 0] | [0 0 0 0] | [0 0 0 0] | [0 0 0 0] | [0 0 0 0] | [0 0 0 0] | 190525.5888325765 | 76210.2355330306 | 33333333.33333333 | 50
xf_1144_to_1190_4 | 0.0 | Yg | [1.089e-006 1.089e-006 1.089e-006] | [3.466394660541481e-009 3.466394660541481e-009 3.466394660541481e-009] | [198146.6123858796000 198146.6123858796000 198146.6123858796000] | Yg | [0.06795341050081265 0.06795341050081265 0.06795341050081265] | [0.02374985558172064 0.02374985558172064 0.02374985558172064] | [80020.74730968214000 80020.74730968214000 80020.74730968214000] | [1089000000 1089000000 1089000000] | [3466394.660541481 3466394.660541481 3466394.660541481] | [0 0 0 0] | [0 0 0 0] | [0 0 0 0] | [0 0 0 0] | [0 0 0 0] | [0 0 0 0] | 190525.5888325765 | 76210.2355330306 | 33333333.33333333 | 50
xf_1144_to_1190_5 | 0.0 | Yg | [1.089e-006 1.089e-006 1.089e-006] | [3.466394660541481e-009 3.466394660541481e-009 3.466394660541481e-009] | [198146.6123858796000 198146.6123858796000 198146.6123858796000] | Yg | [0.1199215282476716 0.1199215282476716 0.1199215282476716] | [0.0244226585602899 0.0244226585602899 0.0244226585602899] | [80020.74730968214000 80020.74730968214000 80020.74730968214000] | [1089000000 1089000000 1089000000] | [3466394.660541481 3466394.660541481 3466394.660541481] | [0 0 0 0] | [0 0 0 0] | [0 0 0 0] | [0 0 0 0] | [0 0 0 0] | [0 0 0 0] | 190525.5888325765 | 76210.2355330306 | 33333333.33333333 | 50
xf_1144_to_1191_1 | 0.0 | Yg | [1.089e-006 1.089e-006 1.089e-006] | [3.466394660541481e-009 3.466394660541481e-009 3.466394660541481e-009] | [194336.1006092281000 194336.1006092281000 194336.1006092281000] | Yg | [0.06960497797157393 0.06960497797157393 0.06960497797157393] | [0.02352406787447434 0.02352406787447434 0.02352406787447434] | [80020.74730968214000 80020.74730968214000 80020.74730968214000] | [1089000000 1089000000 1089000000] | [3466394.660541481 3466394.660541481 3466394.660541481] | [0 0 0 0] | [0 0 0 0] | [0 0 0 0] | [0 0 0 0] | [0 0 0 0] | [0 0 0 0] | 190525.5888325765 | 76210.2355330306 | 33333333.33333333 | 50
xf_1144_to_1191_2 | 0.0 | Yg | [1.089e-006 1.089e-006 1.089e-006] | [3.466394660541481e-009 3.466394660541481e-009 3.466394660541481e-009] | [194336.1006092281000 194336.1006092281000 194336.1006092281000] | Yg | [0.08219423510206457 0.08219423510206457 0.08219423510206457] | [0.02313475286790441 0.02313475286790441 0.02313475286790441] | [80020.74730968214000 80020.74730968214000 80020.74730968214000] | [1089000000 1089000000 1089000000] | [3466394.660541481 3466394.660541481 3466394.660541481] | [0 0 0 0] | [0 0 0 0] | [0 0 0 0] | [0 0 0 0] | [0 0 0 0] | [0 0 0 0] | 190525.5888325765 | 76210.2355330306 | 33333333.33333333 | 50
xf_1145_to_1192_1 | 0.0 | Yg | [1.089e-006 1.089e-006 1.089e-006] | [3.466394660541481e-009 3.466394660541481e-009 3.466394660541481e-009] | [204815.0079950198000 204815.0079950198000 204815.0079950198000] | Yg | [0.4524165434118549 0.4524165434118549 0.4524165434118549] | [0.04633769601704074 0.04633769601704074 0.04633769601704074] | [80020.74730968214000 80020.74730968214000 80020.74730968214000] | [1089000000 1089000000 1089000000] | [3466394.660541481 3466394.660541481 3466394.660541481] | [0 0 0 0] | [0 0 0 0] | [0 0 0 0] | [0 0 0 0] | [0 0 0 0] | [0 0 0 0] | 190525.5888325765 | 76210.2355330306 | 33333333.33333333 | 50
xf_1145_to_1192_2 | 0.0 | Yg | [1.089e-006 1.089e-006 1.089e-006] | [3.466394660541481e-009 3.466394660541481e-009 3.466394660541481e-009] | [204815.0079950198000 204815.0079950198000 204815.0079950198000] | Yg | [0.4183000326072983 0.4183000326072983 0.4183000326072983] | [0.04666149620686975 0.04666149620686975 0.04666149620686975] | [80020.74730968214000 80020.74730968214000 80020.74730968214000] | [1089000000 1089000000 1089000000] | [3466394.660541481 3466394.660541481 3466394.660541481] | [0 0 0 0] | [0 0 0 0] | [0 0 0 0] | [0 0 0 0] | [0 0 0 0] | [0 0 0 0] | 190525.5888325765 | 76210.2355330306 | 33333333.33333333 | 50
xf_1145_to_1192_3 | 0.0 | Yg | [1.089e-006 1.089e-006 1.089e-006] | [3.466394660541481e-009 3.466394660541481e-009 3.466394660541481e-009] | [194336.1006092281000 194336.1006092281000 194336.1006092281000] | Yg | [0.1564104837853588 0.1564104837853588 0.1564104837853588] | [0.04538986944993809 0.04538986944993809 0.04538986944993809] | [76210.2355330306000 76210.2355330306000 76210.2355330306000] | [1089000000 1089000000 1089000000] | [3466394.660541481 3466394.660541481 3466394.660541481] | [0 0 0 0] | [0 0 0 0] | [0 0 0 0] | [0 0 0 0] | [0 0 0 0] | [0 0 0 0] | 190525.5888325765 | 76210.2355330306 | 33333333.33333333 | 50
xf_1146_to_1193_1 | 0.0 | Yg | [1.089e-006 1.089e-006 1.089e-006] | [3.466394660541481e-009 3.466394660541481e-009 3.466394660541481e-009] | [186715.077055925000 186715.077055925000 186715.077055925000] | Yg | [0.07893268683642089 0.07893268683642089 0.07893268683642089] | [0.02319964500676899 0.02319964500676899 0.02319964500676899] | [80020.74730968214000 80020.74730968214000 80020.74730968214000] | [1089000000 1089000000 1089000000] | [3466394.660541481 3466394.660541481 3466394.660541481] | [0 0 0 0] | [0 0 0 0] | [0 0 0 0] | [0 0 0 0] | [0 0 0 0] | [0 0 0 0] | 190525.5888325765 | 76210.2355330306 | 33333333.33333333 | 50
xf_1146_to_1193_2 | 0.0 | Yg | [1.089e-006 1.089e-006 1.089e-006] | [3.466394660541481e-009 3.466394660541481e-009 3.466394660541481e-009] | [186715.077055925000 186715.077055925000 186715.077055925000] | Yg | [0.105991709874624 0.105991709874624 0.105991709874624] | [0.02717374912441256 0.02717374912441256 0.02717374912441256] | [80020.74730968214000 80020.74730968214000 80020.74730968214000] | [1089000000 1089000000 1089000000] | [3466394.660541481 3466394.660541481 3466394.660541481] | [0 0 0 0] | [0 0 0 0] | [0 0 0 0] | [0 0 0 0] | [0 0 0 0] | [0 0 0 0] | 190525.5888325765 | 76210.2355330306 | 33333333.33333333 | 50
xf_1146_to_1193_3 | 0.0 | Yg | [1.089e-006 1.089e-006 1.089e-006] | [3.466394660541481e-009 3.466394660541481e-009 3.466394660541481e-009] | [186715.077055925000 186715.077055925000 186715.077055925000] | Yg | [0.1011392227505136 0.1011392227505136 0.1011392227505136] | [0.0270001846181885 0.0270001846181885 0.0270001846181885] | [80020.74730968214000 80020.74730968214000 80020.74730968214000] | [1089000000 1089000000 1089000000] | [3466394.660541481 3466394.660541481 3466394.660541481] | [0 0 0 0] | [0 0 0 0] | [0 0 0 0] | [0 0 0 0] | [0 0 0 0] | [0 0 0 0] | 190525.5888325765 | 76210.2355330306 | 33333333.33333333 | 50
xf_1147_to_1195_1 | 0.0 | Yg | [1.089e-006 1.089e-006 1.089e-006] | [3.466394660541481e-009 3.466394660541481e-009 3.466394660541481e-009] | [192430.8447209023000 192430.8447209023000 192430.8447209023000] | Yg | [0.1218908758913621 0.1218908758913621 0.1218908758913621] | [0.02327814819310302 0.02327814819310302 0.02327814819310302] | [80020.74730968214000 80020.74730968214000 80020.74730968214000] | [1089000000 1089000000 1089000000] | [3466394.660541481 3466394.660541481 3466394.660541481] | [0 0 0 0] | [0 0 0 0] | [0 0 0 0] | [0 0 0 0] | [0 0 0 0] | [0 0 0 0] | 190525.5888325765 | 76210.2355330306 | 33333333.33333333 | 50
xf_1147_to_1195_2 | 0.0 | Yg | [1.089e-006 1.089e-006 1.089e-006] | [3.466394660541481e-009 3.466394660541481e-009 3.466394660541481e-009] | [192430.8447209023000 192430.8447209023000 192430.8447209023000] | Yg | [0.07972127821058037 0.07972127821058037 0.07972127821058037] | [0.02347401061203942 0.02347401061203942 0.02347401061203942] | [80020.74730968214000 80020.74730968214000 80020.74730968214000] | [1089000000 1089000000 1089000000] | [3466394.660541481 3466394.660541481 3466394.660541481] | [0 0 0 0] | [0 0 0 0] | [0 0 0 0] | [0 0 0 0] | [0 0 0 0] | [0 0 0 0] | 190525.5888325765 | 76210.2355330306 | 33333333.33333333 | 50
xf_1149_to_1081_1 | 0.0 | Yg | [1.089e-006 1.089e-006 1.089e-006] | [3.466394660541481e-009 3.466394660541481e-009 3.466394660541481e-009] | [192597.4102735635000 192597.4102735635000 192597.4102735635000] | Yg | [0.003198248676395175 0.003198248676395175 0.003198248676395175] | [0.0006956480460640625 0.0006956480460640625 0.0006956480460640625] | [13279.05619136139000 13279.05619136139000 13279.05619136139000] | [1089000000 1089000000 1089000000] | [3466394.660541481 3466394.660541481 3466394.660541481] | [0 0 0 0] | [0 0 0 0] | [0 0 0 0] | [0 0 0 0] | [0 0 0 0] | [0 0 0 0] | 190525.5888325765 | 13279.05619136139 | 33333333.33333333 | 50
xf_1149_to_1081_2 | 0.0 | Yg | [1.089e-006 1.089e-006 1.089e-006] | [3.466394660541481e-009 3.466394660541481e-009 3.466394660541481e-009] | [192597.4102735635000 192597.4102735635000 192597.4102735635000] | Yg | [0.003318968280503716 0.003318968280503716 0.003318968280503716] | [0.0006962409671821383 0.0006962409671821383 0.0006962409671821383] | [13279.05619136139000 13279.05619136139000 13279.05619136139000] | [1089000000 1089000000 1089000000] | [3466394.660541481 3466394.660541481 3466394.660541481] | [0 0 0 0] | [0 0 0 0] | [0 0 0 0] | [0 0 0 0] | [0 0 0 0] | [0 0 0 0] | 190525.5888325765 | 13279.05619136139 | 33333333.33333333 | 50
xf_1149_to_1082_3 | 0.0 | Yg | [1.089e-006 1.089e-006 1.089e-006] | [3.466394660541481e-009 3.466394660541481e-009 3.466394660541481e-009] | [192597.4102735635000 192597.4102735635000 192597.4102735635000] | Yg | [0.001555091769851258 0.001555091769851258 0.001555091769851258] | [0.0007461147839884629 0.0007461147839884629 0.0007461147839884629] | [13279.05619136139000 13279.05619136139000 13279.05619136139000] | [1089000000 1089000000 1089000000] | [3466394.660541481 3466394.660541481 3466394.660541481] | [0 0 0 0] | [0 0 0 0] | [0 0 0 0] | [0 0 0 0] | [0 0 0 0] | [0 0 0 0] | 190525.5888325765 | 13279.05619136139 | 33333333.33333333 | 50
xf_1149_to_1082_4 | 0.0 | Yg | [1.089e-006 1.089e-006 1.089e-006] | [3.466394660541481e-009 3.466394660541481e-009 3.466394660541481e-009] | [192597.4102735635000 192597.4102735635000 192597.4102735635000] | Yg | [0.002621763750929851 0.002621763750929851 0.002621763750929851] | [0.000684545338883416 0.000684545338883416 0.000684545338883416] | [13279.05619136139000 13279.05619136139000 13279.05619136139000] | [1089000000 1089000000 1089000000] | [3466394.660541481 3466394.660541481 3466394.660541481] | [0 0 0 0] | [0 0 0 0] | [0 0 0 0] | [0 0 0 0] | [0 0 0 0] | [0 0 0 0] | 190525.5888325765 | 13279.05619136139 | 33333333.33333333 | 50
xf_1149_to_1196_6 | 0.0 | Yg | [1.089e-006 1.089e-006 1.089e-006] | [3.466394660541481e-009 3.466394660541481e-009 3.466394660541481e-009] | [192430.8447209023000 192430.8447209023000 192430.8447209023000] | Yg | [0.1552431602667712 0.1552431602667712 0.1552431602667712] | [0.04219053590532052 0.04219053590532052 0.04219053590532052] | [80020.74730968214000 80020.74730968214000 80020.74730968214000] | [1089000000 1089000000 1089000000] | [3466394.660541481 3466394.660541481 3466394.660541481] | [0 0 0 0] | [0 0 0 0] | [0 0 0 0] | [0 0 0 0] | [0 0 0 0] | [0 0 0 0] | 190525.5888325765 | 76210.2355330306 | 33333333.33333333 | 50
xf_1149_to_1197_5 | 0.0 | Yg | [1.089e-006 1.089e-006 1.089e-006] | [3.466394660541481e-009 3.466394660541481e-009 3.466394660541481e-009] | [194336.1006092281000 194336.1006092281000 194336.1006092281000] | Yg | [0.2048426931797668 0.2048426931797668 0.2048426931797668] | [0.04649412661025192 0.04649412661025192 0.04649412661025192] | [80020.74730968214000 80020.74730968214000 80020.74730968214000] | [1089000000 1089000000 1089000000] | [3466394.660541481 3466394.660541481 3466394.660541481] | [0 0 0 0] | [0 0 0 0] | [0 0 0 0] | [0 0 0 0] | [0 0 0 0] | [0 0 0 0] | 190525.5888325765 | 76210.2355330306 | 33333333.33333333 | 50
xf_1150_to_1198_1 | 0.0 | Yg | [1.089e-006 1.089e-006 1.089e-006] | [3.466394660541481e-009 3.466394660541481e-009 3.466394660541481e-009] | [198146.6123858796000 198146.6123858796000 198146.6123858796000] | Yg | [0 0 0] | [0.02441176834251531 0.02441176834251531 0.02441176834251531] | [80020.74730968214000 80020.74730968214000 80020.74730968214000] | [1089000000 1089000000 1089000000] | [3466394.660541481 3466394.660541481 3466394.660541481] | [0 0 0 0] | [0 0 0 0] | [0 0 0 0] | [0 0 0 0] | [0 0 0 0] | [0 0 0 0] | 190525.5888325765 | 76210.2355330306 | 33333333.33333333 | 50
xf_1150_to_1198_2 | 0.0 | Yg | [1.089e-006 1.089e-006 1.089e-006] | [3.466394660541481e-009 3.466394660541481e-009 3.466394660541481e-009] | [198146.6123858796000 198146.6123858796000 198146.6123858796000] | Yg | [0.09289398534242613 0.09289398534242613 0.09289398534242613] | [0.0239323053806609 0.0239323053806609 0.0239323053806609] | [80020.74730968214000 80020.74730968214000 80020.74730968214000] | [1089000000 1089000000 1089000000] | [3466394.660541481 3466394.660541481 3466394.660541481] | [0 0 0 0] | [0 0 0 0] | [0 0 0 0] | [0 0 0 0] | [0 0 0 0] | [0 0 0 0] | 190525.5888325765 | 76210.2355330306 | 33333333.33333333 | 50
xf_1150_to_1198_3 | 0.0 | Yg | [1.089e-006 1.089e-006 1.089e-006] | [3.466394660541481e-009 3.466394660541481e-009 3.466394660541481e-009] | [198146.6123858796000 198146.6123858796000 198146.6123858796000] | Yg | [0.0896589976739542 0.0896589976739542 0.0896589976739542] | [0.02501180491352656 0.02501180491352656 0.02501180491352656] | [80020.74730968214000 80020.74730968214000 80020.74730968214000] | [1089000000 1089000000 1089000000] | [3466394.660541481 3466394.660541481 3466394.660541481] | [0 0 0 0] | [0 0 0 0] | [0 0 0 0] | [0 0 0 0] | [0 0 0 0] | [0 0 0 0] | 190525.5888325765 | 76210.2355330306 | 33333333.33333333 | 50
xf_1151_to_1199_1 | 0.0 | Yg | [1.089e-006 1.089e-006 1.089e-006] | [3.466394660541481e-009 3.466394660541481e-009 3.466394660541481e-009] | [200051.8682742054000 200051.8682742054000 200051.8682742054000] | Yg | [0.08425897376790266 0.08425897376790266 0.08425897376790266] | [0.01970896274904875 0.01970896274904875 0.01970896274904875] | [80020.74730968214000 80020.74730968214000 80020.74730968214000] | [1089000000 1089000000 1089000000] | [3466394.660541481 3466394.660541481 3466394.660541481] | [0 0 0 0] | [0 0 0 0] | [0 0 0 0] | [0 0 0 0] | [0 0 0 0] | [0 0 0 0] | 190525.5888325765 | 76210.2355330306 | 33333333.33333333 | 50
xf_1151_to_1199_2 | 0.0 | Yg | [1.089e-006 1.089e-006 1.089e-006] | [3.466394660541481e-009 3.466394660541481e-009 3.466394660541481e-009] | [200051.8682742054000 200051.8682742054000 200051.8682742054000] | Yg | [0.08399022257723321 0.08399022257723321 0.08399022257723321] | [0.02506993025525275 0.02506993025525275 0.02506993025525275] | [80020.74730968214000 80020.74730968214000 80020.74730968214000] | [1089000000 1089000000 1089000000] | [3466394.660541481 3466394.660541481 3466394.660541481] | [0 0 0 0] | [0 0 0 0] | [0 0 0 0] | [0 0 0 0] | [0 0 0 0] | [0 0 0 0] | 190525.5888325765 | 76210.2355330306 | 33333333.33333333 | 50
xf_1152_to_1200_3 | 0.0 | Yg | [1.089e-006 1.089e-006 1.089e-006] | [3.466394660541481e-009 3.466394660541481e-009 3.466394660541481e-009] | [190525.5888325765000 190525.5888325765000 190525.5888325765000] | Yg | [0.08020993751408012 0.08020993751408012 0.08020993751408012] | [0.02434848675988673 0.02434848675988673 0.02434848675988673] | [80020.74730968214000 80020.74730968214000 80020.74730968214000] | [1089000000 1089000000 1089000000] | [3466394.660541481 3466394.660541481 3466394.660541481] | [0 0 0 0] | [0 0 0 0] | [0 0 0 0] | [0 0 0 0] | [0 0 0 0] | [0 0 0 0] | 190525.5888325765 | 76210.2355330306 | 33333333.33333333 | 50
xf_1152_to_1200_4 | 0.0 | Yg | [1.089e-006 1.089e-006 1.089e-006] | [3.466394660541481e-009 3.466394660541481e-009 3.466394660541481e-009] | [190525.5888325765000 190525.5888325765000 190525.5888325765000] | Yg | [0.07829022463980279 0.07829022463980279 0.07829022463980279] | [0.02450274368980752 0.02450274368980752 0.02450274368980752] | [80020.74730968214000 80020.74730968214000 80020.74730968214000] | [1089000000 1089000000 1089000000] | [3466394.660541481 3466394.660541481 3466394.660541481] | [0 0 0 0] | [0 0 0 0] | [0 0 0 0] | [0 0 0 0] | [0 0 0 0] | [0 0 0 0] | 190525.5888325765 | 76210.2355330306 | 33333333.33333333 | 50
xf_1153_to_1201_1 | 0.0 | Yg | [1.089e-006 1.089e-006 1.089e-006] | [3.466394660541481e-009 3.466394660541481e-009 3.466394660541481e-009] | [190525.5888325765000 190525.5888325765000 190525.5888325765000] | Yg | [0.09547121109871741 0.09547121109871741 0.09547121109871741] | [0.02568572437505353 0.02568572437505353 0.02568572437505353] | [80020.74730968214000 80020.74730968214000 80020.74730968214000] | [1089000000 1089000000 1089000000] | [3466394.660541481 3466394.660541481 3466394.660541481] | [0 0 0 0] | [0 0 0 0] | [0 0 0 0] | [0 0 0 0] | [0 0 0 0] | [0 0 0 0] | 190525.5888325765 | 76210.2355330306 | 33333333.33333333 | 50
xf_1153_to_1201_2 | 0.0 | Yg | [1.089e-006 1.089e-006 1.089e-006] | [3.466394660541481e-009 3.466394660541481e-009 3.466394660541481e-009] | [190525.5888325765000 190525.5888325765000 190525.5888325765000] | Yg | [0.1135917141719944 0.1135917141719944 0.1135917141719944] | [0.02401441992845052 0.02401441992845052 0.02401441992845052] | [80020.74730968214000 80020.74730968214000 80020.74730968214000] | [1089000000 1089000000 1089000000] | [3466394.660541481 3466394.660541481 3466394.660541481] | [0 0 0 0] | [0 0 0 0] | [0 0 0 0] | [0 0 0 0] | [0 0 0 0] | [0 0 0 0] | 190525.5888325765 | 76210.2355330306 | 33333333.33333333 | 50
xf_1154_to_1204_1 | 0.0 | Yg | [1.089e-006 1.089e-006 1.089e-006] | [3.466394660541481e-009 3.466394660541481e-009 3.466394660541481e-009] | [194336.1006092281000 194336.1006092281000 194336.1006092281000] | Yg | [0.0782081156830766 0.0782081156830766 0.0782081156830766] | [0.02519496687536264 0.02519496687536264 0.02519496687536264] | [80020.74730968214000 80020.74730968214000 80020.74730968214000] | [1089000000 1089000000 1089000000] | [3466394.660541481 3466394.660541481 3466394.660541481] | [0 0 0 0] | [0 0 0 0] | [0 0 0 0] | [0 0 0 0] | [0 0 0 0] | [0 0 0 0] | 190525.5888325765 | 76210.2355330306 | 33333333.33333333 | 50
xf_1154_to_1204_2 | 0.0 | Yg | [1.089e-006 1.089e-006 1.089e-006] | [3.466394660541481e-009 3.466394660541481e-009 3.466394660541481e-009] | [194336.1006092281000 194336.1006092281000 194336.1006092281000] | Yg | [0.08279792080347381 0.08279792080347381 0.08279792080347381] | [0.0260553640533488 0.0260553640533488 0.0260553640533488] | [80020.74730968214000 80020.74730968214000 80020.74730968214000] | [1089000000 1089000000 1089000000] | [3466394.660541481 3466394.660541481 3466394.660541481] | [0 0 0 0] | [0 0 0 0] | [0 0 0 0] | [0 0 0 0] | [0 0 0 0] | [0 0 0 0] | 190525.5888325765 | 76210.2355330306 | 33333333.33333333 | 50
xf_1155_to_1205_1 | 0.0 | Yg | [1.089e-006 1.089e-006 1.089e-006] | [3.466394660541481e-009 3.466394660541481e-009 3.466394660541481e-009] | [196241.3564975538000 196241.3564975538000 196241.3564975538000] | Yg | [0.06857590428673631 0.06857590428673631 0.06857590428673631] | [0.02428456725253672 0.02428456725253672 0.02428456725253672] | [80020.74730968214000 80020.74730968214000 80020.74730968214000] | [1089000000 1089000000 1089000000] | [3466394.660541481 3466394.660541481 3466394.660541481] | [0 0 0 0] | [0 0 0 0] | [0 0 0 0] | [0 0 0 0] | [0 0 0 0] | [0 0 0 0] | 190525.5888325765 | 76210.2355330306 | 33333333.33333333 | 50
xf_1155_to_1205_2 | 0.0 | Yg | [1.089e-006 1.089e-006 1.089e-006] | [3.466394660541481e-009 3.466394660541481e-009 3.466394660541481e-009] | [196241.3564975538000 196241.3564975538000 196241.3564975538000] | Yg | [0.09250164097240267 0.09250164097240267 0.09250164097240267] | [0.02397404796270767 0.02397404796270767 0.02397404796270767] | [80020.74730968214000 80020.74730968214000 80020.74730968214000] | [1089000000 1089000000 1089000000] | [3466394.660541481 3466394.660541481 3466394.660541481] | [0 0 0 0] | [0 0 0 0] | [0 0 0 0] | [0 0 0 0] | [0 0 0 0] | [0 0 0 0] | 190525.5888325765 | 76210.2355330306 | 33333333.33333333 | 50
xf_1156_to_1157_1 | 0.0 | Yg | [2.5e-006 2.5e-006 2.5e-006] | [7.957747154594767e-009 7.957747154594767e-009 7.957747154594767e-009] | [303108.8913245535000 303108.8913245535000 303108.8913245535000] | Yg | [0.09412326425283633 0.09412326425283633 0.09412326425283633] | [0.03854718360569733 0.03854718360569733 0.03854718360569733] | [199185.8428704209000 199185.8428704209000 199185.8428704209000] | [2500000000 2500000000 2500000000] | [7957747.154594767 7957747.154594767 7957747.154594767] | [0 0 0 0] | [0 0 0 0] | [0 0 0 0] | [0 0 0 0] | [0 0 0 0] | [0 0 0 0] | 288675.1345948129 | 190525.5888325765 | 33333333.33333333 | 50
xf_1158_to_1206_1 | 0.0 | Yg | [1.089e-006 1.089e-006 1.089e-006] | [3.466394660541481e-009 3.466394660541481e-009 3.466394660541481e-009] | [192430.8447209023000 192430.8447209023000 192430.8447209023000] | Yg | [0.08347186971462525 0.08347186971462525 0.08347186971462525] | [0.04745620413668424 0.04745620413668424 0.04745620413668424] | [80020.74730968214000 80020.74730968214000 80020.74730968214000] | [1089000000 1089000000 1089000000] | [3466394.660541481 3466394.660541481 3466394.660541481] | [0 0 0 0] | [0 0 0 0] | [0 0 0 0] | [0 0 0 0] | [0 0 0 0] | [0 0 0 0] | 190525.5888325765 | 76210.2355330306 | 33333333.33333333 | 50
xf_1158_to_1206_3 | 0.0 | Yg | [1.089e-006 1.089e-006 1.089e-006] | [3.466394660541481e-009 3.466394660541481e-009 3.466394660541481e-009] | [192430.8447209023000 192430.8447209023000 192430.8447209023000] | Yg | [0.2100418679491912 0.2100418679491912 0.2100418679491912] | [0.04457949099075971 0.04457949099075971 0.04457949099075971] | [80020.74730968214000 80020.74730968214000 80020.74730968214000] | [1089000000 1089000000 1089000000] | [3466394.660541481 3466394.660541481 3466394.660541481] | [0 0 0 0] | [0 0 0 0] | [0 0 0 0] | [0 0 0 0] | [0 0 0 0] | [0 0 0 0] | 190525.5888325765 | 76210.2355330306 | 33333333.33333333 | 50
xf_1159_to_1160_5 | 0.0 | Yg | [1.7424e-007 1.7424e-007 1.7424e-007] | [5.54623145686637e-010 5.54623145686637e-010 5.54623145686637e-010] | [78020.22862694008000 78020.22862694008000 78020.22862694008000] | Yg | [0.4766240507920943 0.4766240507920943 0.4766240507920943] | [0.0400516619697103 0.0400516619697103 0.0400516619697103] | [82330.14838644063000 82330.14838644063000 82330.14838644063000] | [174240000 174240000 174240000] | [554623.1456866369 554623.1456866369 554623.1456866369] | [0 0 0 0] | [0 0 0 0] | [0 0 0 0] | [0 0 0 0] | [0 0 0 0] | [0 0 0 0] | 76210.2355330306 | 76210.2355330306 | 33333333.33333333 | 50
xf_1159_to_1527_1 | 0.0 | Yg | [1.7424e-007 1.7424e-007 1.7424e-007] | [5.54623145686637e-010 5.54623145686637e-010 5.54623145686637e-010] | [74686.03082236999000 74686.03082236999000 74686.03082236999000] | Yg | [0.1985326265178759 0.1985326265178759 0.1985326265178759] | [0.02885508829881382 0.02885508829881382 0.02885508829881382] | [38105.1177665153000 38105.1177665153000 38105.1177665153000] | [174240000 174240000 174240000] | [554623.1456866369 554623.1456866369 554623.1456866369] | [0 0 0 0] | [0 0 0 0] | [0 0 0 0] | [0 0 0 0] | [0 0 0 0] | [0 0 0 0] | 76210.2355330306 | 38105.1177665153 | 33333333.33333333 | 50
xf_1159_to_1527_2 | 0.0 | Yg | [1.7424e-007 1.7424e-007 1.7424e-007] | [5.54623145686637e-010 5.54623145686637e-010 5.54623145686637e-010] | [74686.03082236999000 74686.03082236999000 74686.03082236999000] | Yg | [0.2092459091733943 0.2092459091733943 0.2092459091733943] | [0.02864337270171651 0.02864337270171651 0.02864337270171651] | [38105.1177665153000 38105.1177665153000 38105.1177665153000] | [174240000 174240000 174240000] | [554623.1456866369 554623.1456866369 554623.1456866369] | [0 0 0 0] | [0 0 0 0] | [0 0 0 0] | [0 0 0 0] | [0 0 0 0] | [0 0 0 0] | 76210.2355330306 | 38105.1177665153 | 33333333.33333333 | 50
xf_1164_to_1535_2 | 0.0 | Yg | [1.7424e-007 1.7424e-007 1.7424e-007] | [5.54623145686637e-010 5.54623145686637e-010 5.54623145686637e-010] | [77734.44024369122000 77734.44024369122000 77734.44024369122000] | Yg | [0.1012733115107497 0.1012733115107497 0.1012733115107497] | [0.01460335319444779 0.01460335319444779 0.01460335319444779] | [38105.1177665153000 38105.1177665153000 38105.1177665153000] | [174240000 174240000 174240000] | [554623.1456866369 554623.1456866369 554623.1456866369] | [0 0 0 0] | [0 0 0 0] | [0 0 0 0] | [0 0 0 0] | [0 0 0 0] | [0 0 0 0] | 76210.2355330306 | 38105.1177665153 | 33333333.33333333 | 50
xf_1164_to_1535_3 | 0.0 | Yg | [1.7424e-007 1.7424e-007 1.7424e-007] | [5.54623145686637e-010 5.54623145686637e-010 5.54623145686637e-010] | [77734.44024369122000 77734.44024369122000 77734.44024369122000] | Yg | [0.09887668874068978 0.09887668874068978 0.09887668874068978] | [0.01413398930166015 0.01413398930166015 0.01413398930166015] | [38105.1177665153000 38105.1177665153000 38105.1177665153000] | [174240000 174240000 174240000] | [554623.1456866369 554623.1456866369 554623.1456866369] | [0 0 0 0] | [0 0 0 0] | [0 0 0 0] | [0 0 0 0] | [0 0 0 0] | [0 0 0 0] | 76210.2355330306 | 38105.1177665153 | 33333333.33333333 | 50
xf_1165_to_1103_2 | 0.0 | Yg | [1.7424e-007 1.7424e-007 1.7424e-007] | [5.54623145686637e-010 5.54623145686637e-010 5.54623145686637e-010] | [77620.12489039164000 77620.12489039164000 77620.12489039164000] | Yg | [0 0 0] | [0.1270808971059573 0.1270808971059573 0.1270808971059573] | [190525.5888325765000 190525.5888325765000 190525.5888325765000] | [174240000 174240000 174240000] | [554623.1456866369 554623.1456866369 554623.1456866369] | [0 0 0 0] | [0 0 0 0] | [0 0 0 0] | [0 0 0 0] | [0 0 0 0] | [0 0 0 0] | 76210.2355330306 | 190525.5888325765 | 33333333.33333333 | 50
xf_1165_to_1103_3 | 0.0 | Yg | [1.7424e-007 1.7424e-007 1.7424e-007] | [5.54623145686637e-010 5.54623145686637e-010 5.54623145686637e-010] | [76819.91741729483000 76819.91741729483000 76819.91741729483000] | Yg | [0 0 0] | [0.1245704376025905 0.1245704376025905 0.1245704376025905] | [190525.5888325765000 190525.5888325765000 190525.5888325765000] | [174240000 174240000 174240000] | [554623.1456866369 554623.1456866369 554623.1456866369] | [0 0 0 0] | [0 0 0 0] | [0 0 0 0] | [0 0 0 0] | [0 0 0 0] | [0 0 0 0] | 76210.2355330306 | 190525.5888325765 | 33333333.33333333 | 50
xf_1179_to_1549_5 | 0.0 | Yg | [1.7424e-007 1.7424e-007 1.7424e-007] | [5.54623145686637e-010 5.54623145686637e-010 5.54623145686637e-010] | [77734.44024369122000 77734.44024369122000 77734.44024369122000] | Yg | [0 0 0] | [0.01568371290112221 0.01568371290112221 0.01568371290112221] | [38105.1177665153000 38105.1177665153000 38105.1177665153000] | [174240000 174240000 174240000] | [554623.1456866369 554623.1456866369 554623.1456866369] | [0 0 0 0] | [0 0 0 0] | [0 0 0 0] | [0 0 0 0] | [0 0 0 0] | [0 0 0 0] | 76210.2355330306 | 38105.1177665153 | 33333333.33333333 | 50
xf_1179_to_1550_4 | 0.0 | Yg | [1.7424e-007 1.7424e-007 1.7424e-007] | [5.54623145686637e-010 5.54623145686637e-010 5.54623145686637e-010] | [77734.44024369122000 77734.44024369122000 77734.44024369122000] | Yg | [0 0 0] | [0.01520103938320168 0.01520103938320168 0.01520103938320168] | [38105.1177665153000 38105.1177665153000 38105.1177665153000] | [174240000 174240000 174240000] | [554623.1456866369 554623.1456866369 554623.1456866369] | [0 0 0 0] | [0 0 0 0] | [0 0 0 0] | [0 0 0 0] | [0 0 0 0] | [0 0 0 0] | 76210.2355330306 | 38105.1177665153 | 33333333.33333333 | 50
xf_1181_to_1053_2 | 0.0 | Yg | [1.089e-008 1.089e-008 1.089e-008] | [3.466394660541481e-011 3.466394660541481e-011 3.466394660541481e-011] | [18290.45652792734000 18290.45652792734000 18290.45652792734000] | Yg | [0.0002053189457857493 0.0002053189457857493 0.0002053189457857493] | [4.663388281339445e-006 4.663388281339445e-006 4.663388281339445e-006] | [317.5426480542942000 317.5426480542942000 317.5426480542942000] | [10890000 10890000 10890000] | [34663.94660541481 34663.94660541481 34663.94660541481] | [0 0 0 0] | [0 0 0 0] | [0 0 0 0] | [0 0 0 0] | [0 0 0 0] | [0 0 0 0] | 19052.55888325765 | 317.5426480542942 | 33333333.33333333 | 50
xf_1189_to_1140_4 | 0.0 | Yg | [1.7424e-007 1.7424e-007 1.7424e-007] | [5.54623145686637e-010 5.54623145686637e-010 5.54623145686637e-010] | [72818.88005181075000 72818.88005181075000 72818.88005181075000] | Yg | [0.5401802279929632 0.5401802279929632 0.5401802279929632] | [0.14801972209825 0.14801972209825 0.14801972209825] | [190525.5888325765000 190525.5888325765000 190525.5888325765000] | [174240000 174240000 174240000] | [554623.1456866369 554623.1456866369 554623.1456866369] | [0 0 0 0] | [0 0 0 0] | [0 0 0 0] | [0 0 0 0] | [0 0 0 0] | [0 0 0 0] | 76210.2355330306 | 190525.5888325765 | 33333333.33333333 | 50
xf_1200_to_1515_2 | 0.0 | Yg | [1.7424e-007 1.7424e-007 1.7424e-007] | [5.54623145686637e-010 5.54623145686637e-010 5.54623145686637e-010] | [76210.2355330306000 76210.2355330306000 76210.2355330306000] | Yg | [0 0 0] | [0.001126190200914109 0.001126190200914109 0.001126190200914109] | [6320.830747088023000 6320.830747088023000 6320.830747088023000] | [174240000 174240000 174240000] | [554623.1456866369 554623.1456866369 554623.1456866369] | [0 0 0 0] | [0 0 0 0] | [0 0 0 0] | [0 0 0 0] | [0 0 0 0] | [0 0 0 0] | 76210.2355330306 | 6350.852961085884 | 33333333.33333333 | 50
xf_1200_to_1516_1 | 0.0 | Yg | [1.7424e-007 1.7424e-007 1.7424e-007] | [5.54623145686637e-010 5.54623145686637e-010 5.54623145686637e-010] | [76210.2355330306000 76210.2355330306000 76210.2355330306000] | Yg | [0 0 0] | [0.001094328351060522 0.001094328351060522 0.001094328351060522] | [6320.830747088023000 6320.830747088023000 6320.830747088023000] | [174240000 174240000 174240000] | [554623.1456866369 554623.1456866369 554623.1456866369] | [0 0 0 0] | [0 0 0 0] | [0 0 0 0] | [0 0 0 0] | [0 0 0 0] | [0 0 0 0] | 76210.2355330306 | 6350.852961085884 | 33333333.33333333 | 50
xf_1200_to_1560_5 | 0.0 | Yg | [1.7424e-007 1.7424e-007 1.7424e-007] | [5.54623145686637e-010 5.54623145686637e-010 5.54623145686637e-010] | [78115.49142135637000 78115.49142135637000 78115.49142135637000] | Yg | [0.1614858789940867 0.1614858789940867 0.1614858789940867] | [0.0272865686110958 0.0272865686110958 0.0272865686110958] | [38105.1177665153000 38105.1177665153000 38105.1177665153000] | [174240000 174240000 174240000] | [554623.1456866369 554623.1456866369 554623.1456866369] | [0 0 0 0] | [0 0 0 0] | [0 0 0 0] | [0 0 0 0] | [0 0 0 0] | [0 0 0 0] | 76210.2355330306 | 38105.1177665153 | 33333333.33333333 | 50
xf_1200_to_1560_6 | 0.0 | Yg | [1.7424e-007 1.7424e-007 1.7424e-007] | [5.54623145686637e-010 5.54623145686637e-010 5.54623145686637e-010] | [78115.49142135637000 78115.49142135637000 78115.49142135637000] | Yg | [0.1533942599580398 0.1533942599580398 0.1533942599580398] | [0.02866425504963386 0.02866425504963386 0.02866425504963386] | [38105.1177665153000 38105.1177665153000 38105.1177665153000] | [174240000 174240000 174240000] | [554623.1456866369 554623.1456866369 554623.1456866369] | [0 0 0 0] | [0 0 0 0] | [0 0 0 0] | [0 0 0 0] | [0 0 0 0] | [0 0 0 0] | 76210.2355330306 | 38105.1177665153 | 33333333.33333333 | 50
xf_1206_to_1517_2 | 0.0 | Yg | [1.7424e-007 1.7424e-007 1.7424e-007] | [5.54623145686637e-010 5.54623145686637e-010 5.54623145686637e-010] | [76210.2355330306000 76210.2355330306000 76210.2355330306000] | Yg | [0.7640238243995014 0.7640238243995014 0.7640238243995014] | [0.0455384362571559 0.0455384362571559 0.0455384362571559] | [38105.1177665153000 38105.1177665153000 38105.1177665153000] | [174240000 174240000 174240000] | [554623.1456866369 554623.1456866369 554623.1456866369] | [0 0 0 0] | [0 0 0 0] | [0 0 0 0] | [0 0 0 0] | [0 0 0 0] | [0 0 0 0] | 76210.2355330306 | 38105.1177665153 | 33333333.33333333 | 50
xf_1208_to_1209_1 | 0.0 | Yg | [1.7424e-007 1.7424e-007 1.7424e-007] | [5.54623145686637e-010 5.54623145686637e-010 5.54623145686637e-010] | [76210.2355330306000 76210.2355330306000 76210.2355330306000] | Yg | [0.2548775863452958 0.2548775863452958 0.2548775863452958] | [0.02800227899584349 0.02800227899584349 0.02800227899584349] | [38105.1177665153000 38105.1177665153000 38105.1177665153000] | [174240000 174240000 174240000] | [554623.1456866369 554623.1456866369 554623.1456866369] | [0 0 0 0] | [0 0 0 0] | [0 0 0 0] | [0 0 0 0] | [0 0 0 0] | [0 0 0 0] | 76210.2355330306 | 38105.1177665153 | 33333333.33333333 | 50
xf_1208_to_1209_2 | 0.0 | Yg | [1.7424e-007 1.7424e-007 1.7424e-007] | [5.54623145686637e-010 5.54623145686637e-010 5.54623145686637e-010] | [76210.2355330306000 76210.2355330306000 76210.2355330306000] | Yg | [0.2509171970299242 0.2509171970299242 0.2509171970299242] | [0.02650820775444226 0.02650820775444226 0.02650820775444226] | [38105.1177665153000 38105.1177665153000 38105.1177665153000] | [174240000 174240000 174240000] | [554623.1456866369 554623.1456866369 554623.1456866369] | [0 0 0 0] | [0 0 0 0] | [0 0 0 0] | [0 0 0 0] | [0 0 0 0] | [0 0 0 0] | 76210.2355330306 | 38105.1177665153 | 33333333.33333333 | 50
xf_1211_to_1561_1 | 0.0 | Yg | [4.840000000000002e-007 4.840000000000002e-007 4.840000000000002e-007] | [1.540619849129547e-009 1.540619849129547e-009 1.540619849129547e-009] | [133367.9121828036000 133367.9121828036000 133367.9121828036000] | Yg | [0 0 0] | [0.006411014137927063 0.006411014137927063 0.006411014137927063] | [12701.70592217177000 12701.70592217177000 12701.70592217177000] | [484000000.0000001 484000000.0000001 484000000.0000001] | [1540619.849129547 1540619.849129547 1540619.849129547] | [0 0 0 0] | [0 0 0 0] | [0 0 0 0] | [0 0 0 0] | [0 0 0 0] | [0 0 0 0] | 127017.0592217177 | 12701.70592217177 | 33333333.33333333 | 50
xf_1212_to_1499_1 | 0.0 | Yg | [1.7424e-007 1.7424e-007 1.7424e-007] | [5.54623145686637e-010 5.54623145686637e-010 5.54623145686637e-010] | [76210.2355330306000 76210.2355330306000 76210.2355330306000] | Yg | [0.02237076652779044 0.02237076652779044 0.02237076652779044] | [0.002622690298611606 0.002622690298611606 0.002622690298611606] | [6350.852961085884000 6350.852961085884000 6350.852961085884000] | [174240000 174240000 174240000] | [554623.1456866369 554623.1456866369 554623.1456866369] | [0 0 0 0] | [0 0 0 0] | [0 0 0 0] | [0 0 0 0] | [0 0 0 0] | [0 0 0 0] | 76210.2355330306 | 6350.852961085884 | 33333333.33333333 | 50
xf_1212_to_1499_2 | 0.0 | Yg | [1.7424e-007 1.7424e-007 1.7424e-007] | [5.54623145686637e-010 5.54623145686637e-010 5.54623145686637e-010] | [76210.2355330306000 76210.2355330306000 76210.2355330306000] | Yg | [0.02099647697487797 0.02099647697487797 0.02099647697487797] | [0.002629209981127771 0.002629209981127771 0.002629209981127771] | [6350.852961085884000 6350.852961085884000 6350.852961085884000] | [174240000 174240000 174240000] | [554623.1456866369 554623.1456866369 554623.1456866369] | [0 0 0 0] | [0 0 0 0] | [0 0 0 0] | [0 0 0 0] | [0 0 0 0] | [0 0 0 0] | 76210.2355330306 | 6350.852961085884 | 33333333.33333333 | 50
xf_1217_to_1606_1 | 0.0 | Yg | [4.840000000000002e-007 4.840000000000002e-007 4.840000000000002e-007] | [1.540619849129547e-009 1.540619849129547e-009 1.540619849129547e-009] | [129557.400406152000 129557.400406152000 129557.400406152000] | Yg | [0 0 0] | [0.002509246143689726 0.002509246143689726 0.002509246143689726] | [12701.70592217177000 12701.70592217177000 12701.70592217177000] | [484000000.0000001 484000000.0000001 484000000.0000001] | [1540619.849129547 1540619.849129547 1540619.849129547] | [0 0 0 0] | [0 0 0 0] | [0 0 0 0] | [0 0 0 0] | [0 0 0 0] | [0 0 0 0] | 127017.0592217177 | 12701.70592217177 | 33333333.33333333 | 50
xf_1217_to_1606_2 | 0.0 | Yg | [4.840000000000002e-007 4.840000000000002e-007 4.840000000000002e-007] | [1.540619849129547e-009 1.540619849129547e-009 1.540619849129547e-009] | [129557.400406152000 129557.400406152000 129557.400406152000] | Yg | [0 0 0] | [0.002447543322554613 0.002447543322554613 0.002447543322554613] | [12701.70592217177000 12701.70592217177000 12701.70592217177000] | [484000000.0000001 484000000.0000001 484000000.0000001] | [1540619.849129547 1540619.849129547 1540619.849129547] | [0 0 0 0] | [0 0 0 0] | [0 0 0 0] | [0 0 0 0] | [0 0 0 0] | [0 0 0 0] | 127017.0592217177 | 12701.70592217177 | 33333333.33333333 | 50
xf_1218_to_1651_1 | 0.0 | Yg | [1.21e-007 1.21e-007 1.21e-007] | [3.851549622823868e-010 3.851549622823868e-010 3.851549622823868e-010] | [64873.96299749231000 64873.96299749231000 64873.96299749231000] | Yg | [0.3022679525016252 0.3022679525016252 0.3022679525016252] | [0.02245762530057768 0.02245762530057768 0.02245762530057768] | [38105.1177665153000 38105.1177665153000 38105.1177665153000] | [121000000 121000000 121000000] | [385154.9622823868 385154.9622823868 385154.9622823868] | [0 0 0 0] | [0 0 0 0] | [0 0 0 0] | [0 0 0 0] | [0 0 0 0] | [0 0 0 0] | 63508.52961085884 | 38105.1177665153 | 33333333.33333333 | 50
xf_1218_to_1651_2 | 0.0 | Yg | [1.21e-007 1.21e-007 1.21e-007] | [3.851549622823868e-010 3.851549622823868e-010 3.851549622823868e-010] | [64873.96299749231000 64873.96299749231000 64873.96299749231000] | Yg | [0.2893738160279441 0.2893738160279441 0.2893738160279441] | [0.02275689657659168 0.02275689657659168 0.02275689657659168] | [38105.1177665153000 38105.1177665153000 38105.1177665153000] | [121000000 121000000 121000000] | [385154.9622823868 385154.9622823868 385154.9622823868] | [0 0 0 0] | [0 0 0 0] | [0 0 0 0] | [0 0 0 0] | [0 0 0 0] | [0 0 0 0] | 63508.52961085884 | 38105.1177665153 | 33333333.33333333 | 50
xf_1218_to_1651_3 | 0.0 | Yg | [1.21e-007 1.21e-007 1.21e-007] | [3.851549622823868e-010 3.851549622823868e-010 3.851549622823868e-010] | [65096.2428511303000 65096.2428511303000 65096.2428511303000] | Yg | [0.2820843220631954 0.2820843220631954 0.2820843220631954] | [0.02360641737720783 0.02360641737720783 0.02360641737720783] | [38105.1177665153000 38105.1177665153000 38105.1177665153000] | [121000000 121000000 121000000] | [385154.9622823868 385154.9622823868 385154.9622823868] | [0 0 0 0] | [0 0 0 0] | [0 0 0 0] | [0 0 0 0] | [0 0 0 0] | [0 0 0 0] | 63508.52961085884 | 38105.1177665153 | 33333333.33333333 | 50
xf_1225_to_1021_1 | 0.0 | Yg | [1.7424e-007 1.7424e-007 1.7424e-007] | [5.54623145686637e-010 5.54623145686637e-010 5.54623145686637e-010] | [80020.74730968214000 80020.74730968214000 80020.74730968214000] | Yg | [0.02321457415583172 0.02321457415583172 0.02321457415583172] | [0.002027682532666982 0.002027682532666982 0.002027682532666982] | [19052.55888325765000 19052.55888325765000 19052.55888325765000] | [174240000 174240000 174240000] | [554623.1456866369 554623.1456866369 554623.1456866369] | [0 0 0 0] | [0 0 0 0] | [0 0 0 0] | [0 0 0 0] | [0 0 0 0] | [0 0 0 0] | 76210.2355330306 | 19052.55888325765 | 33333333.33333333 | 50
xf_1225_to_1021_2 | 0.0 | Yg | [1.7424e-007 1.7424e-007 1.7424e-007] | [5.54623145686637e-010 5.54623145686637e-010 5.54623145686637e-010] | [80020.74730968214000 80020.74730968214000 80020.74730968214000] | Yg | [0.02368494068544741 0.02368494068544741 0.02368494068544741] | [0.00208348252138579 0.00208348252138579 0.00208348252138579] | [19052.55888325765000 19052.55888325765000 19052.55888325765000] | [174240000 174240000 174240000] | [554623.1456866369 554623.1456866369 554623.1456866369] | [0 0 0 0] | [0 0 0 0] | [0 0 0 0] | [0 0 0 0] | [0 0 0 0] | [0 0 0 0] | 76210.2355330306 | 19052.55888325765 | 33333333.33333333 | 50
xf_1262_to_1567_1 | 0.0 | Yg | [1.7424e-007 1.7424e-007 1.7424e-007] | [5.54623145686637e-010 5.54623145686637e-010 5.54623145686637e-010] | [75448.13317770031000 75448.13317770031000 75448.13317770031000] | Yg | [0.04248157035505939 0.04248157035505939 0.04248157035505939] | [0.005903722746919277 0.005903722746919277 0.005903722746919277] | [19052.55888325765000 19052.55888325765000 19052.55888325765000] | [174240000 174240000 174240000] | [554623.1456866369 554623.1456866369 554623.1456866369] | [0 0 0 0] | [0 0 0 0] | [0 0 0 0] | [0 0 0 0] | [0 0 0 0] | [0 0 0 0] | 76210.2355330306 | 19052.55888325765 | 33333333.33333333 | 50
xf_1262_to_1567_2 | 0.0 | Yg | [1.7424e-007 1.7424e-007 1.7424e-007] | [5.54623145686637e-010 5.54623145686637e-010 5.54623145686637e-010] | [75448.13317770031000 75448.13317770031000 75448.13317770031000] | Yg | [0.04256042116892404 0.04256042116892404 0.04256042116892404] | [0.006214782215854866 0.006214782215854866 0.006214782215854866] | [19052.55888325765000 19052.55888325765000 19052.55888325765000] | [174240000 174240000 174240000] | [554623.1456866369 554623.1456866369 554623.1456866369] | [0 0 0 0] | [0 0 0 0] | [0 0 0 0] | [0 0 0 0] | [0 0 0 0] | [0 0 0 0] | 76210.2355330306 | 19052.55888325765 | 33333333.33333333 | 50
xf_1263_to_1568_1 | 0.0 | Yg | [1.7424e-007 1.7424e-007 1.7424e-007] | [5.54623145686637e-010 5.54623145686637e-010 5.54623145686637e-010] | [75448.13317770031000 75448.13317770031000 75448.13317770031000] | Yg | [0 0 0] | [0.01495629236010145 0.01495629236010145 0.01495629236010145] | [38105.1177665153000 38105.1177665153000 38105.1177665153000] | [174240000 174240000 174240000] | [554623.1456866369 554623.1456866369 554623.1456866369] | [0 0 0 0] | [0 0 0 0] | [0 0 0 0] | [0 0 0 0] | [0 0 0 0] | [0 0 0 0] | 76210.2355330306 | 38105.1177665153 | 33333333.33333333 | 50
xf_1263_to_1568_2 | 0.0 | Yg | [1.7424e-007 1.7424e-007 1.7424e-007] | [5.54623145686637e-010 5.54623145686637e-010 5.54623145686637e-010] | [75448.13317770031000 75448.13317770031000 75448.13317770031000] | Yg | [0 0 0] | [0.01503884451300918 0.01503884451300918 0.01503884451300918] | [38105.1177665153000 38105.1177665153000 38105.1177665153000] | [174240000 174240000 174240000] | [554623.1456866369 554623.1456866369 554623.1456866369] | [0 0 0 0] | [0 0 0 0] | [0 0 0 0] | [0 0 0 0] | [0 0 0 0] | [0 0 0 0] | 76210.2355330306 | 38105.1177665153 | 33333333.33333333 | 50
xf_1267_to_1031_1 | 0.0 | Yg | [1.7424e-007 1.7424e-007 1.7424e-007] | [5.54623145686637e-010 5.54623145686637e-010 5.54623145686637e-010] | [80020.74730968214000 80020.74730968214000 80020.74730968214000] | Yg | [0 0 0] | [0.0005735590526945118 0.0005735590526945118 0.0005735590526945118] | [6350.852961085884000 6350.852961085884000 6350.852961085884000] | [174240000 174240000 174240000] | [554623.1456866369 554623.1456866369 554623.1456866369] | [0 0 0 0] | [0 0 0 0] | [0 0 0 0] | [0 0 0 0] | [0 0 0 0] | [0 0 0 0] | 76210.2355330306 | 6350.852961085884 | 33333333.33333333 | 50
xf_1268_to_1032_4 | 0.0 | Yg | [1.7424e-007 1.7424e-007 1.7424e-007] | [5.54623145686637e-010 5.54623145686637e-010 5.54623145686637e-010] | [75448.13317770031000 75448.13317770031000 75448.13317770031000] | Yg | [0.04592317669426179 0.04592317669426179 0.04592317669426179] | [0.005580323746686977 0.005580323746686977 0.005580323746686977] | [19052.55888325765000 19052.55888325765000 19052.55888325765000] | [174240000 174240000 174240000] | [554623.1456866369 554623.1456866369 554623.1456866369] | [0 0 0 0] | [0 0 0 0] | [0 0 0 0] | [0 0 0 0] | [0 0 0 0] | [0 0 0 0] | 76210.2355330306 | 19052.55888325765 | 33333333.33333333 | 50
xf_1269_to_1032_2 | 0.0 | Yg | [1.7424e-007 1.7424e-007 1.7424e-007] | [5.54623145686637e-010 5.54623145686637e-010 5.54623145686637e-010] | [75448.13317770031000 75448.13317770031000 75448.13317770031000] | Yg | [0.04045312699159619 0.04045312699159619 0.04045312699159619] | [0.006208145401570163 0.006208145401570163 0.006208145401570163] | [19052.55888325765000 19052.55888325765000 19052.55888325765000] | [174240000 174240000 174240000] | [554623.1456866369 554623.1456866369 554623.1456866369] | [0 0 0 0] | [0 0 0 0] | [0 0 0 0] | [0 0 0 0] | [0 0 0 0] | [0 0 0 0] | 76210.2355330306 | 19052.55888325765 | 33333333.33333333 | 50
xf_1270_to_1032_3 | 0.0 | Yg | [1.7424e-007 1.7424e-007 1.7424e-007] | [5.54623145686637e-010 5.54623145686637e-010 5.54623145686637e-010] | [75448.13317770031000 75448.13317770031000 75448.13317770031000] | Yg | [0.03873241896323493 0.03873241896323493 0.03873241896323493] | [0.005868142874079078 0.005868142874079078 0.005868142874079078] | [19052.55888325765000 19052.55888325765000 19052.55888325765000] | [174240000 174240000 174240000] | [554623.1456866369 554623.1456866369 554623.1456866369] | [0 0 0 0] | [0 0 0 0] | [0 0 0 0] | [0 0 0 0] | [0 0 0 0] | [0 0 0 0] | 76210.2355330306 | 19052.55888325765 | 33333333.33333333 | 50
xf_1272_to_1032_1 | 0.0 | Yg | [1.7424e-007 1.7424e-007 1.7424e-007] | [5.54623145686637e-010 5.54623145686637e-010 5.54623145686637e-010] | [75448.13317770031000 75448.13317770031000 75448.13317770031000] | Yg | [0.03355317618993874 0.03355317618993874 0.03355317618993874] | [0.005988400258161911 0.005988400258161911 0.005988400258161911] | [19052.55888325765000 19052.55888325765000 19052.55888325765000] | [174240000 174240000 174240000] | [554623.1456866369 554623.1456866369 554623.1456866369] | [0 0 0 0] | [0 0 0 0] | [0 0 0 0] | [0 0 0 0] | [0 0 0 0] | [0 0 0 0] | 76210.2355330306 | 19052.55888325765 | 33333333.33333333 | 50
xf_1274_to_1033_1 | 0.0 | Yg | [1.7424e-007 1.7424e-007 1.7424e-007] | [5.54623145686637e-010 5.54623145686637e-010 5.54623145686637e-010] | [88419.72494730636000 88419.72494730636000 88419.72494730636000] | Yg | [0.01361342884375338 0.01361342884375338 0.01361342884375338] | [0.001215513788145433 0.001215513788145433 0.001215513788145433] | [6350.852961085884000 6350.852961085884000 6350.852961085884000] | [174240000 174240000 174240000] | [554623.1456866369 554623.1456866369 554623.1456866369] | [0 0 0 0] | [0 0 0 0] | [0 0 0 0] | [0 0 0 0] | [0 0 0 0] | [0 0 0 0] | 76210.2355330306 | 6350.852961085884 | 33333333.33333333 | 50
xf_1281_to_1576_1 | 0.0 | Yg | [1.7424e-007 1.7424e-007 1.7424e-007] | [5.54623145686637e-010 5.54623145686637e-010 5.54623145686637e-010] | [76210.2355330306000 76210.2355330306000 76210.2355330306000] | Yg | [0.07549054480093853 0.07549054480093853 0.07549054480093853] | [0.00888266361384466 0.00888266361384466 0.00888266361384466] | [19052.55888325765000 19052.55888325765000 19052.55888325765000] | [174240000 174240000 174240000] | [554623.1456866369 554623.1456866369 554623.1456866369] | [0 0 0 0] | [0 0 0 0] | [0 0 0 0] | [0 0 0 0] | [0 0 0 0] | [0 0 0 0] | 76210.2355330306 | 19052.55888325765 | 33333333.33333333 | 50
xf_1281_to_1576_2 | 0.0 | Yg | [1.7424e-007 1.7424e-007 1.7424e-007] | [5.54623145686637e-010 5.54623145686637e-010 5.54623145686637e-010] | [76210.2355330306000 76210.2355330306000 76210.2355330306000] | Yg | [0.07462441434493663 0.07462441434493663 0.07462441434493663] | [0.009174000020014278 0.009174000020014278 0.009174000020014278] | [19052.55888325765000 19052.55888325765000 19052.55888325765000] | [174240000 174240000 174240000] | [554623.1456866369 554623.1456866369 554623.1456866369] | [0 0 0 0] | [0 0 0 0] | [0 0 0 0] | [0 0 0 0] | [0 0 0 0] | [0 0 0 0] | 76210.2355330306 | 19052.55888325765 | 33333333.33333333 | 50
xf_1282_to_1577_3 | 0.0 | Yg | [1.7424e-007 1.7424e-007 1.7424e-007] | [5.54623145686637e-010 5.54623145686637e-010 5.54623145686637e-010] | [76210.2355330306000 76210.2355330306000 76210.2355330306000] | Yg | [0.07864420815316402 0.07864420815316402 0.07864420815316402] | [0.008882755869536199 0.008882755869536199 0.008882755869536199] | [19052.55888325765000 19052.55888325765000 19052.55888325765000] | [174240000 174240000 174240000] | [554623.1456866369 554623.1456866369 554623.1456866369] | [0 0 0 0] | [0 0 0 0] | [0 0 0 0] | [0 0 0 0] | [0 0 0 0] | [0 0 0 0] | 76210.2355330306 | 19052.55888325765 | 33333333.33333333 | 50
xf_1282_to_1577_4 | 0.0 | Yg | [1.7424e-007 1.7424e-007 1.7424e-007] | [5.54623145686637e-010 5.54623145686637e-010 5.54623145686637e-010] | [76210.2355330306000 76210.2355330306000 76210.2355330306000] | Yg | [0.08549559447148516 0.08549559447148516 0.08549559447148516] | [0.008913441808754341 0.008913441808754341 0.008913441808754341] | [19052.55888325765000 19052.55888325765000 19052.55888325765000] | [174240000 174240000 174240000] | [554623.1456866369 554623.1456866369 554623.1456866369] | [0 0 0 0] | [0 0 0 0] | [0 0 0 0] | [0 0 0 0] | [0 0 0 0] | [0 0 0 0] | 76210.2355330306 | 19052.55888325765 | 33333333.33333333 | 50
xf_1286_to_1578_1 | 0.0 | Yg | [1.7424e-007 1.7424e-007 1.7424e-007] | [5.54623145686637e-010 5.54623145686637e-010 5.54623145686637e-010] | [73352.35170054196000 73352.35170054196000 73352.35170054196000] | Yg | [0.2591622082177585 0.2591622082177585 0.2591622082177585] | [0.01575250974264983 0.01575250974264983 0.01575250974264983] | [38105.1177665153000 38105.1177665153000 38105.1177665153000] | [174240000 174240000 174240000] | [554623.1456866369 554623.1456866369 554623.1456866369] | [0 0 0 0] | [0 0 0 0] | [0 0 0 0] | [0 0 0 0] | [0 0 0 0] | [0 0 0 0] | 76210.2355330306 | 38105.1177665153 | 33333333.33333333 | 50
xf_1287_to_1547_1 | 0.0 | Yg | [1.7424e-007 1.7424e-007 1.7424e-007] | [5.54623145686637e-010 5.54623145686637e-010 5.54623145686637e-010] | [76210.2355330306000 76210.2355330306000 76210.2355330306000] | Yg | [0.0155114841380397 0.0155114841380397 0.0155114841380397] | [0.002714151509274499 0.002714151509274499 0.002714151509274499] | [6350.852961085884000 6350.852961085884000 6350.852961085884000] | [174240000 174240000 174240000] | [554623.1456866369 554623.1456866369 554623.1456866369] | [0 0 0 0] | [0 0 0 0] | [0 0 0 0] | [0 0 0 0] | [0 0 0 0] | [0 0 0 0] | 76210.2355330306 | 6350.852961085884 | 33333333.33333333 | 50
xf_1287_to_1547_2 | 0.0 | Yg | [1.7424e-007 1.7424e-007 1.7424e-007] | [5.54623145686637e-010 5.54623145686637e-010 5.54623145686637e-010] | [76210.2355330306000 76210.2355330306000 76210.2355330306000] | Yg | [0.01545768362658559 0.01545768362658559 0.01545768362658559] | [0.002671707445545252 0.002671707445545252 0.002671707445545252] | [6350.852961085884000 6350.852961085884000 6350.852961085884000] | [174240000 174240000 174240000] | [554623.1456866369 554623.1456866369 554623.1456866369] | [0 0 0 0] | [0 0 0 0] | [0 0 0 0] | [0 0 0 0] | [0 0 0 0] | [0 0 0 0] | 76210.2355330306 | 6350.852961085884 | 33333333.33333333 | 50
xf_1293_to_1503_1 | 0.0 | Yg | [1.7424e-007 1.7424e-007 1.7424e-007] | [5.54623145686637e-010 5.54623145686637e-010 5.54623145686637e-010] | [76210.2355330306000 76210.2355330306000 76210.2355330306000] | Yg | [0.2014277215613729 0.2014277215613729 0.2014277215613729] | [0.02892192694858237 0.02892192694858237 0.02892192694858237] | [38105.1177665153000 38105.1177665153000 38105.1177665153000] | [174240000 174240000 174240000] | [554623.1456866369 554623.1456866369 554623.1456866369] | [0 0 0 0] | [0 0 0 0] | [0 0 0 0] | [0 0 0 0] | [0 0 0 0] | [0 0 0 0] | 76210.2355330306 | 38105.1177665153 | 33333333.33333333 | 50
xf_1293_to_1503_2 | 0.0 | Yg | [1.7424e-007 1.7424e-007 1.7424e-007] | [5.54623145686637e-010 5.54623145686637e-010 5.54623145686637e-010] | [76210.2355330306000 76210.2355330306000 76210.2355330306000] | Yg | [0.1970682427181916 0.1970682427181916 0.1970682427181916] | [0.02898837492112755 0.02898837492112755 0.02898837492112755] | [38105.1177665153000 38105.1177665153000 38105.1177665153000] | [174240000 174240000 174240000] | [554623.1456866369 554623.1456866369 554623.1456866369] | [0 0 0 0] | [0 0 0 0] | [0 0 0 0] | [0 0 0 0] | [0 0 0 0] | [0 0 0 0] | 76210.2355330306 | 38105.1177665153 | 33333333.33333333 | 50
xf_1297_to_1507_1 | 0.0 | Yg | [1.7424e-007 1.7424e-007 1.7424e-007] | [5.54623145686637e-010 5.54623145686637e-010 5.54623145686637e-010] | [76210.2355330306000 76210.2355330306000 76210.2355330306000] | Yg | [0 0 0] | [0.02583275817074626 0.02583275817074626 0.02583275817074626] | [38105.1177665153000 38105.1177665153000 38105.1177665153000] | [174240000 174240000 174240000] | [554623.1456866369 554623.1456866369 554623.1456866369] | [0 0 0 0] | [0 0 0 0] | [0 0 0 0] | [0 0 0 0] | [0 0 0 0] | [0 0 0 0] | 76210.2355330306 | 38105.1177665153 | 33333333.33333333 | 50
xf_1297_to_1507_2 | 0.0 | Yg | [1.7424e-007 1.7424e-007 1.7424e-007] | [5.54623145686637e-010 5.54623145686637e-010 5.54623145686637e-010] | [76210.2355330306000 76210.2355330306000 76210.2355330306000] | Yg | [0 0 0] | [0.02656480480928175 0.02656480480928175 0.02656480480928175] | [38105.1177665153000 38105.1177665153000 38105.1177665153000] | [174240000 174240000 174240000] | [554623.1456866369 554623.1456866369 554623.1456866369] | [0 0 0 0] | [0 0 0 0] | [0 0 0 0] | [0 0 0 0] | [0 0 0 0] | [0 0 0 0] | 76210.2355330306 | 38105.1177665153 | 33333333.33333333 | 50
xf_1303_to_1581_1 | 0.0 | Yg | [1.7424e-007 1.7424e-007 1.7424e-007] | [5.54623145686637e-010 5.54623145686637e-010 5.54623145686637e-010] | [71447.09581221618000 71447.09581221618000 71447.09581221618000] | Yg | [0 0 0] | [0.009211783542925548 0.009211783542925548 0.009211783542925548] | [19052.55888325765000 19052.55888325765000 19052.55888325765000] | [174240000 174240000 174240000] | [554623.1456866369 554623.1456866369 554623.1456866369] | [0 0 0 0] | [0 0 0 0] | [0 0 0 0] | [0 0 0 0] | [0 0 0 0] | [0 0 0 0] | 76210.2355330306 | 19052.55888325765 | 33333333.33333333 | 50
xf_1304_to_1581_2 | 0.0 | Yg | [1.7424e-007 1.7424e-007 1.7424e-007] | [5.54623145686637e-010 5.54623145686637e-010 5.54623145686637e-010] | [72399.72375637907000 72399.72375637907000 72399.72375637907000] | Yg | [0 0 0] | [0.009112378850940175 0.009112378850940175 0.009112378850940175] | [19052.55888325765000 19052.55888325765000 19052.55888325765000] | [174240000 174240000 174240000] | [554623.1456866369 554623.1456866369 554623.1456866369] | [0 0 0 0] | [0 0 0 0] | [0 0 0 0] | [0 0 0 0] | [0 0 0 0] | [0 0 0 0] | 76210.2355330306 | 19052.55888325765 | 33333333.33333333 | 50
xf_1308_to_1583_1 | 0.0 | Yg | [1.7424e-007 1.7424e-007 1.7424e-007] | [5.54623145686637e-010 5.54623145686637e-010 5.54623145686637e-010] | [76210.2355330306000 76210.2355330306000 76210.2355330306000] | Yg | [0.2004265976751799 0.2004265976751799 0.2004265976751799] | [0.02643227603187166 0.02643227603187166 0.02643227603187166] | [38105.1177665153000 38105.1177665153000 38105.1177665153000] | [174240000 174240000 174240000] | [554623.1456866369 554623.1456866369 554623.1456866369] | [0 0 0 0] | [0 0 0 0] | [0 0 0 0] | [0 0 0 0] | [0 0 0 0] | [0 0 0 0] | 76210.2355330306 | 38105.1177665153 | 33333333.33333333 | 50
xf_1308_to_1583_2 | 0.0 | Yg | [1.7424e-007 1.7424e-007 1.7424e-007] | [5.54623145686637e-010 5.54623145686637e-010 5.54623145686637e-010] | [76210.2355330306000 76210.2355330306000 76210.2355330306000] | Yg | [0.1983378883378067 0.1983378883378067 0.1983378883378067] | [0.02609404770879876 0.02609404770879876 0.02609404770879876] | [38105.1177665153000 38105.1177665153000 38105.1177665153000] | [174240000 174240000 174240000] | [554623.1456866369 554623.1456866369 554623.1456866369] | [0 0 0 0] | [0 0 0 0] | [0 0 0 0] | [0 0 0 0] | [0 0 0 0] | [0 0 0 0] | 76210.2355330306 | 38105.1177665153 | 33333333.33333333 | 50
xf_1310_to_1508_1 | 0.0 | Yg | [1.7424e-007 1.7424e-007 1.7424e-007] | [5.54623145686637e-010 5.54623145686637e-010 5.54623145686637e-010] | [76210.2355330306000 76210.2355330306000 76210.2355330306000] | Yg | [0.3651662673179356 0.3651662673179356 0.3651662673179356] | [0.02480884024004567 0.02480884024004567 0.02480884024004567] | [38105.1177665153000 38105.1177665153000 38105.1177665153000] | [174240000 174240000 174240000] | [554623.1456866369 554623.1456866369 554623.1456866369] | [0 0 0 0] | [0 0 0 0] | [0 0 0 0] | [0 0 0 0] | [0 0 0 0] | [0 0 0 0] | 76210.2355330306 | 38105.1177665153 | 33333333.33333333 | 50
xf_1310_to_1508_2 | 0.0 | Yg | [1.7424e-007 1.7424e-007 1.7424e-007] | [5.54623145686637e-010 5.54623145686637e-010 5.54623145686637e-010] | [76210.2355330306000 76210.2355330306000 76210.2355330306000] | Yg | [0.3607936321921797 0.3607936321921797 0.3607936321921797] | [0.02546853724299471 0.02546853724299471 0.02546853724299471] | [38105.1177665153000 38105.1177665153000 38105.1177665153000] | [174240000 174240000 174240000] | [554623.1456866369 554623.1456866369 554623.1456866369] | [0 0 0 0] | [0 0 0 0] | [0 0 0 0] | [0 0 0 0] | [0 0 0 0] | [0 0 0 0] | 76210.2355330306 | 38105.1177665153 | 33333333.33333333 | 50
xf_1311_to_1056_1 | 0.0 | Yg | [1.7424e-007 1.7424e-007 1.7424e-007] | [5.54623145686637e-010 5.54623145686637e-010 5.54623145686637e-010] | [74939.810906695000 74939.810906695000 74939.810906695000] | Yg | [0.01528833593274558 0.01528833593274558 0.01528833593274558] | [0.001380212217622802 0.001380212217622802 0.001380212217622802] | [6350.852961085884000 6350.852961085884000 6350.852961085884000] | [174240000 174240000 174240000] | [554623.1456866369 554623.1456866369 554623.1456866369] | [0 0 0 0] | [0 0 0 0] | [0 0 0 0] | [0 0 0 0] | [0 0 0 0] | [0 0 0 0] | 76210.2355330306 | 6350.852961085884 | 33333333.33333333 | 50
xf_1311_to_1056_2 | 0.0 | Yg | [1.7424e-007 1.7424e-007 1.7424e-007] | [5.54623145686637e-010 5.54623145686637e-010 5.54623145686637e-010] | [74939.810906695000 74939.810906695000 74939.810906695000] | Yg | [0.006307616345610006 0.006307616345610006 0.006307616345610006] | [0.0008239697455943514 0.0008239697455943514 0.0008239697455943514] | [6350.852961085884000 6350.852961085884000 6350.852961085884000] | [174240000 174240000 174240000] | [554623.1456866369 554623.1456866369 554623.1456866369] | [0 0 0 0] | [0 0 0 0] | [0 0 0 0] | [0 0 0 0] | [0 0 0 0] | [0 0 0 0] | 76210.2355330306 | 6350.852961085884 | 33333333.33333333 | 50
xf_1312_to_1584_1 | 0.0 | Yg | [1.7424e-007 1.7424e-007 1.7424e-007] | [5.54623145686637e-010 5.54623145686637e-010 5.54623145686637e-010] | [78153.59653912289000 78153.59653912289000 78153.59653912289000] | Yg | [0.200318497629241 0.200318497629241 0.200318497629241] | [0.02893006760815724 0.02893006760815724 0.02893006760815724] | [38105.1177665153000 38105.1177665153000 38105.1177665153000] | [174240000 174240000 174240000] | [554623.1456866369 554623.1456866369 554623.1456866369] | [0 0 0 0] | [0 0 0 0] | [0 0 0 0] | [0 0 0 0] | [0 0 0 0] | [0 0 0 0] | 76210.2355330306 | 38105.1177665153 | 33333333.33333333 | 50
xf_1312_to_1584_2 | 0.0 | Yg | [1.7424e-007 1.7424e-007 1.7424e-007] | [5.54623145686637e-010 5.54623145686637e-010 5.54623145686637e-010] | [78153.59653912289000 78153.59653912289000 78153.59653912289000] | Yg | [0.1895632561896486 0.1895632561896486 0.1895632561896486] | [0.02914766101184288 0.02914766101184288 0.02914766101184288] | [38105.1177665153000 38105.1177665153000 38105.1177665153000] | [174240000 174240000 174240000] | [554623.1456866369 554623.1456866369 554623.1456866369] | [0 0 0 0] | [0 0 0 0] | [0 0 0 0] | [0 0 0 0] | [0 0 0 0] | [0 0 0 0] | 76210.2355330306 | 38105.1177665153 | 33333333.33333333 | 50
xf_1313_to_1509_2 | 0.0 | Yg | [1.7424e-007 1.7424e-007 1.7424e-007] | [5.54623145686637e-010 5.54623145686637e-010 5.54623145686637e-010] | [76210.2355330306000 76210.2355330306000 76210.2355330306000] | Yg | [0.1043873887879772 0.1043873887879772 0.1043873887879772] | [0.01390421776961541 0.01390421776961541 0.01390421776961541] | [38105.1177665153000 38105.1177665153000 38105.1177665153000] | [174240000 174240000 174240000] | [554623.1456866369 554623.1456866369 554623.1456866369] | [0 0 0 0] | [0 0 0 0] | [0 0 0 0] | [0 0 0 0] | [0 0 0 0] | [0 0 0 0] | 76210.2355330306 | 38105.1177665153 | 33333333.33333333 | 50
xf_1313_to_1509_3 | 0.0 | Yg | [1.7424e-007 1.7424e-007 1.7424e-007] | [5.54623145686637e-010 5.54623145686637e-010 5.54623145686637e-010] | [76210.2355330306000 76210.2355330306000 76210.2355330306000] | Yg | [0.1079994796667061 0.1079994796667061 0.1079994796667061] | [0.01500168178078217 0.01500168178078217 0.01500168178078217] | [38105.1177665153000 38105.1177665153000 38105.1177665153000] | [174240000 174240000 174240000] | [554623.1456866369 554623.1456866369 554623.1456866369] | [0 0 0 0] | [0 0 0 0] | [0 0 0 0] | [0 0 0 0] | [0 0 0 0] | [0 0 0 0] | 76210.2355330306 | 38105.1177665153 | 33333333.33333333 | 50
xf_1313_to_1509_4 | 0.0 | Yg | [1.7424e-007 1.7424e-007 1.7424e-007] | [5.54623145686637e-010 5.54623145686637e-010 5.54623145686637e-010] | [76210.2355330306000 76210.2355330306000 76210.2355330306000] | Yg | [0.1114248978758928 0.1114248978758928 0.1114248978758928] | [0.01466396117693444 0.01466396117693444 0.01466396117693444] | [38105.1177665153000 38105.1177665153000 38105.1177665153000] | [174240000 174240000 174240000] | [554623.1456866369 554623.1456866369 554623.1456866369] | [0 0 0 0] | [0 0 0 0] | [0 0 0 0] | [0 0 0 0] | [0 0 0 0] | [0 0 0 0] | 76210.2355330306 | 38105.1177665153 | 33333333.33333333 | 50
xf_1313_to_1585_1 | 0.0 | Yg | [1.7424e-007 1.7424e-007 1.7424e-007] | [5.54623145686637e-010 5.54623145686637e-010 5.54623145686637e-010] | [76210.2355330306000 76210.2355330306000 76210.2355330306000] | Yg | [0.07681789034634191 0.07681789034634191 0.07681789034634191] | [0.008807807371059359 0.008807807371059359 0.008807807371059359] | [19052.55888325765000 19052.55888325765000 19052.55888325765000] | [174240000 174240000 174240000] | [554623.1456866369 554623.1456866369 554623.1456866369] | [0 0 0 0] | [0 0 0 0] | [0 0 0 0] | [0 0 0 0] | [0 0 0 0] | [0 0 0 0] | 76210.2355330306 | 19052.55888325765 | 33333333.33333333 | 50
xf_1316_to_1555_1 | 0.0 | Yg | [1.7424e-007 1.7424e-007 1.7424e-007] | [5.54623145686637e-010 5.54623145686637e-010 5.54623145686637e-010] | [76210.2355330306000 76210.2355330306000 76210.2355330306000] | Yg | [0.01465509744783632 0.01465509744783632 0.01465509744783632] | [0.002898207860357744 0.002898207860357744 0.002898207860357744] | [6350.852961085884000 6350.852961085884000 6350.852961085884000] | [174240000 174240000 174240000] | [554623.1456866369 554623.1456866369 554623.1456866369] | [0 0 0 0] | [0 0 0 0] | [0 0 0 0] | [0 0 0 0] | [0 0 0 0] | [0 0 0 0] | 76210.2355330306 | 6350.852961085884 | 33333333.33333333 | 50
xf_1316_to_1555_2 | 0.0 | Yg | [1.7424e-007 1.7424e-007 1.7424e-007] | [5.54623145686637e-010 5.54623145686637e-010 5.54623145686637e-010] | [76210.2355330306000 76210.2355330306000 76210.2355330306000] | Yg | [0.02237969966854151 0.02237969966854151 0.02237969966854151] | [0.002926563731968925 0.002926563731968925 0.002926563731968925] | [6350.852961085884000 6350.852961085884000 6350.852961085884000] | [174240000 174240000 174240000] | [554623.1456866369 554623.1456866369 554623.1456866369] | [0 0 0 0] | [0 0 0 0] | [0 0 0 0] | [0 0 0 0] | [0 0 0 0] | [0 0 0 0] | 76210.2355330306 | 6350.852961085884 | 33333333.33333333 | 50
xf_1316_to_1555_3 | 0.0 | Yg | [1.7424e-007 1.7424e-007 1.7424e-007] | [5.54623145686637e-010 5.54623145686637e-010 5.54623145686637e-010] | [76210.2355330306000 76210.2355330306000 76210.2355330306000] | Yg | [0.01429022842994402 0.01429022842994402 0.01429022842994402] | [0.002715783075547571 0.002715783075547571 0.002715783075547571] | [6350.852961085884000 6350.852961085884000 6350.852961085884000] | [174240000 174240000 174240000] | [554623.1456866369 554623.1456866369 554623.1456866369] | [0 0 0 0] | [0 0 0 0] | [0 0 0 0] | [0 0 0 0] | [0 0 0 0] | [0 0 0 0] | 76210.2355330306 | 6350.852961085884 | 33333333.33333333 | 50
xf_1317_to_1586_1 | 0.0 | Yg | [1.7424e-007 1.7424e-007 1.7424e-007] | [5.54623145686637e-010 5.54623145686637e-010 5.54623145686637e-010] | [79563.48589648395000 79563.48589648395000 79563.48589648395000] | Yg | [0.05816096638649466 0.05816096638649466 0.05816096638649466] | [0.007076783107800653 0.007076783107800653 0.007076783107800653] | [19052.55888325765000 19052.55888325765000 19052.55888325765000] | [174240000 174240000 174240000] | [554623.1456866369 554623.1456866369 554623.1456866369] | [0 0 0 0] | [0 0 0 0] | [0 0 0 0] | [0 0 0 0] | [0 0 0 0] | [0 0 0 0] | 76210.2355330306 | 19052.55888325765 | 33333333.33333333 | 50
xf_1317_to_1586_2 | 0.0 | Yg | [1.7424e-007 1.7424e-007 1.7424e-007] | [5.54623145686637e-010 5.54623145686637e-010 5.54623145686637e-010] | [79563.48589648395000 79563.48589648395000 79563.48589648395000] | Yg | [0.05463917537915917 0.05463917537915917 0.05463917537915917] | [0.007064227067856033 0.007064227067856033 0.007064227067856033] | [19052.55888325765000 19052.55888325765000 19052.55888325765000] | [174240000 174240000 174240000] | [554623.1456866369 554623.1456866369 554623.1456866369] | [0 0 0 0] | [0 0 0 0] | [0 0 0 0] | [0 0 0 0] | [0 0 0 0] | [0 0 0 0] | 76210.2355330306 | 19052.55888325765 | 33333333.33333333 | 50
xf_1317_to_1586_3 | 0.0 | Yg | [1.7424e-007 1.7424e-007 1.7424e-007] | [5.54623145686637e-010 5.54623145686637e-010 5.54623145686637e-010] | [79563.48589648395000 79563.48589648395000 79563.48589648395000] | Yg | [0.0546174012327144 0.0546174012327144 0.0546174012327144] | [0.007296013307193292 0.007296013307193292 0.007296013307193292] | [19052.55888325765000 19052.55888325765000 19052.55888325765000] | [174240000 174240000 174240000] | [554623.1456866369 554623.1456866369 554623.1456866369] | [0 0 0 0] | [0 0 0 0] | [0 0 0 0] | [0 0 0 0] | [0 0 0 0] | [0 0 0 0] | 76210.2355330306 | 19052.55888325765 | 33333333.33333333 | 50
xf_1318_to_1057_1 | 0.0 | Yg | [1.089e-008 1.089e-008 1.089e-008] | [3.466394660541481e-011 3.466394660541481e-011 3.466394660541481e-011] | [18099.93093909477000 18099.93093909477000 18099.93093909477000] | Yg | [8.375000079075215e-005 8.375000079075215e-005 8.375000079075215e-005] | [2.860849970848575e-006 2.860849970848575e-006 2.860849970848575e-006] | [317.5426480542942000 317.5426480542942000 317.5426480542942000] | [10890000 10890000 10890000] | [34663.94660541481 34663.94660541481 34663.94660541481] | [0 0 0 0] | [0 0 0 0] | [0 0 0 0] | [0 0 0 0] | [0 0 0 0] | [0 0 0 0] | 19052.55888325765 | 317.5426480542942 | 33333333.33333333 | 50
xf_1322_to_1510_1 | 0.0 | Yg | [1.7424e-007 1.7424e-007 1.7424e-007] | [5.54623145686637e-010 5.54623145686637e-010 5.54623145686637e-010] | [76210.2355330306000 76210.2355330306000 76210.2355330306000] | Yg | [0 0 0] | [0.02725782980731146 0.02725782980731146 0.02725782980731146] | [38105.1177665153000 38105.1177665153000 38105.1177665153000] | [174240000 174240000 174240000] | [554623.1456866369 554623.1456866369 554623.1456866369] | [0 0 0 0] | [0 0 0 0] | [0 0 0 0] | [0 0 0 0] | [0 0 0 0] | [0 0 0 0] | 76210.2355330306 | 38105.1177665153 | 33333333.33333333 | 50
xf_1322_to_1510_2 | 0.0 | Yg | [1.7424e-007 1.7424e-007 1.7424e-007] | [5.54623145686637e-010 5.54623145686637e-010 5.54623145686637e-010] | [76210.2355330306000 76210.2355330306000 76210.2355330306000] | Yg | [0 0 0] | [0.02744521178127824 0.02744521178127824 0.02744521178127824] | [38105.1177665153000 38105.1177665153000 38105.1177665153000] | [174240000 174240000 174240000] | [554623.1456866369 554623.1456866369 554623.1456866369] | [0 0 0 0] | [0 0 0 0] | [0 0 0 0] | [0 0 0 0] | [0 0 0 0] | [0 0 0 0] | 76210.2355330306 | 38105.1177665153 | 33333333.33333333 | 50
xf_1324_to_1048_1 | 0.0 | Yg | [1.7424e-007 1.7424e-007 1.7424e-007] | [5.54623145686637e-010 5.54623145686637e-010 5.54623145686637e-010] | [79639.69613201698000 79639.69613201698000 79639.69613201698000] | Yg | [0 0 0] | [0.005232090527482959 0.005232090527482959 0.005232090527482959] | [12701.70592217177000 12701.70592217177000 12701.70592217177000] | [174240000 174240000 174240000] | [554623.1456866369 554623.1456866369 554623.1456866369] | [0 0 0 0] | [0 0 0 0] | [0 0 0 0] | [0 0 0 0] | [0 0 0 0] | [0 0 0 0] | 76210.2355330306 | 12701.70592217177 | 33333333.33333333 | 50
xf_1324_to_1062_1 | 0.0 | Yg | [1.7424e-007 1.7424e-007 1.7424e-007] | [5.54623145686637e-010 5.54623145686637e-010 5.54623145686637e-010] | [76210.2355330306000 76210.2355330306000 76210.2355330306000] | Yg | [0.07137530020976142 0.07137530020976142 0.07137530020976142] | [0.001043476139477539 0.001043476139477539 0.001043476139477539] | [6928.20323027551000 6928.20323027551000 6928.20323027551000] | [174240000 174240000 174240000] | [554623.1456866369 554623.1456866369 554623.1456866369] | [0 0 0 0] | [0 0 0 0] | [0 0 0 0] | [0 0 0 0] | [0 0 0 0] | [0 0 0 0] | 76210.2355330306 | 6928.20323027551 | 33333333.33333333 | 50
xf_1326_to_1556_1 | 0.0 | Yg | [1.7424e-007 1.7424e-007 1.7424e-007] | [5.54623145686637e-010 5.54623145686637e-010 5.54623145686637e-010] | [76210.2355330306000 76210.2355330306000 76210.2355330306000] | Yg | [0.01541166356083049 0.01541166356083049 0.01541166356083049] | [0.002704115051019243 0.002704115051019243 0.002704115051019243] | [6350.852961085884000 6350.852961085884000 6350.852961085884000] | [174240000 174240000 174240000] | [554623.1456866369 554623.1456866369 554623.1456866369] | [0 0 0 0] | [0 0 0 0] | [0 0 0 0] | [0 0 0 0] | [0 0 0 0] | [0 0 0 0] | 76210.2355330306 | 6350.852961085884 | 33333333.33333333 | 50
xf_1326_to_1556_2 | 0.0 | Yg | [1.7424e-007 1.7424e-007 1.7424e-007] | [5.54623145686637e-010 5.54623145686637e-010 5.54623145686637e-010] | [76210.2355330306000 76210.2355330306000 76210.2355330306000] | Yg | [0.01583204495971269 0.01583204495971269 0.01583204495971269] | [0.002737393962898014 0.002737393962898014 0.002737393962898014] | [6350.852961085884000 6350.852961085884000 6350.852961085884000] | [174240000 174240000 174240000] | [554623.1456866369 554623.1456866369 554623.1456866369] | [0 0 0 0] | [0 0 0 0] | [0 0 0 0] | [0 0 0 0] | [0 0 0 0] | [0 0 0 0] | 76210.2355330306 | 6350.852961085884 | 33333333.33333333 | 50
xf_1331_to_1512_1 | 0.0 | Yg | [1.7424e-007 1.7424e-007 1.7424e-007] | [5.54623145686637e-010 5.54623145686637e-010 5.54623145686637e-010] | [76210.2355330306000 76210.2355330306000 76210.2355330306000] | Yg | [0 0 0] | [0.01439188149725449 0.01439188149725449 0.01439188149725449] | [38105.1177665153000 38105.1177665153000 38105.1177665153000] | [174240000 174240000 174240000] | [554623.1456866369 554623.1456866369 554623.1456866369] | [0 0 0 0] | [0 0 0 0] | [0 0 0 0] | [0 0 0 0] | [0 0 0 0] | [0 0 0 0] | 76210.2355330306 | 38105.1177665153 | 33333333.33333333 | 50
xf_1331_to_1512_2 | 0.0 | Yg | [1.7424e-007 1.7424e-007 1.7424e-007] | [5.54623145686637e-010 5.54623145686637e-010 5.54623145686637e-010] | [76210.2355330306000 76210.2355330306000 76210.2355330306000] | Yg | [0 0 0] | [0.01370659433974059 0.01370659433974059 0.01370659433974059] | [38105.1177665153000 38105.1177665153000 38105.1177665153000] | [174240000 174240000 174240000] | [554623.1456866369 554623.1456866369 554623.1456866369] | [0 0 0 0] | [0 0 0 0] | [0 0 0 0] | [0 0 0 0] | [0 0 0 0] | [0 0 0 0] | 76210.2355330306 | 38105.1177665153 | 33333333.33333333 | 50
xf_1332_to_1513_2 | 0.0 | Yg | [1.7424e-007 1.7424e-007 1.7424e-007] | [5.54623145686637e-010 5.54623145686637e-010 5.54623145686637e-010] | [73352.35170054196000 73352.35170054196000 73352.35170054196000] | Yg | [0.5643799142629321 0.5643799142629321 0.5643799142629321] | [0.02805574344332336 0.02805574344332336 0.02805574344332336] | [38105.1177665153000 38105.1177665153000 38105.1177665153000] | [174240000 174240000 174240000] | [554623.1456866369 554623.1456866369 554623.1456866369] | [0 0 0 0] | [0 0 0 0] | [0 0 0 0] | [0 0 0 0] | [0 0 0 0] | [0 0 0 0] | 76210.2355330306 | 38105.1177665153 | 33333333.33333333 | 50
xf_1333_to_1513_1 | 0.0 | Yg | [1.7424e-007 1.7424e-007 1.7424e-007] | [5.54623145686637e-010 5.54623145686637e-010 5.54623145686637e-010] | [80020.74730968214000 80020.74730968214000 80020.74730968214000] | Yg | [0 0 0] | [0.0451824949482708 0.0451824949482708 0.0451824949482708] | [38105.1177665153000 38105.1177665153000 38105.1177665153000] | [174240000 174240000 174240000] | [554623.1456866369 554623.1456866369 554623.1456866369] | [0 0 0 0] | [0 0 0 0] | [0 0 0 0] | [0 0 0 0] | [0 0 0 0] | [0 0 0 0] | 76210.2355330306 | 38105.1177665153 | 33333333.33333333 | 50
xf_1334_to_1589_1 | 0.0 | Yg | [1.7424e-007 1.7424e-007 1.7424e-007] | [5.54623145686637e-010 5.54623145686637e-010 5.54623145686637e-010] | [74304.97964470483000 74304.97964470483000 74304.97964470483000] | Yg | [0.05795173703262806 0.05795173703262806 0.05795173703262806] | [0.006665831474313219 0.006665831474313219 0.006665831474313219] | [19052.55888325765000 19052.55888325765000 19052.55888325765000] | [174240000 174240000 174240000] | [554623.1456866369 554623.1456866369 554623.1456866369] | [0 0 0 0] | [0 0 0 0] | [0 0 0 0] | [0 0 0 0] | [0 0 0 0] | [0 0 0 0] | 76210.2355330306 | 19052.55888325765 | 33333333.33333333 | 50
xf_1334_to_1589_2 | 0.0 | Yg | [1.7424e-007 1.7424e-007 1.7424e-007] | [5.54623145686637e-010 5.54623145686637e-010 5.54623145686637e-010] | [74304.97964470483000 74304.97964470483000 74304.97964470483000] | Yg | [0.05617905194458085 0.05617905194458085 0.05617905194458085] | [0.006640460548004972 0.006640460548004972 0.006640460548004972] | [19052.55888325765000 19052.55888325765000 19052.55888325765000] | [174240000 174240000 174240000] | [554623.1456866369 554623.1456866369 554623.1456866369] | [0 0 0 0] | [0 0 0 0] | [0 0 0 0] | [0 0 0 0] | [0 0 0 0] | [0 0 0 0] | 76210.2355330306 | 19052.55888325765 | 33333333.33333333 | 50
xf_1335_to_1591_1 | 0.0 | Yg | [1.7424e-007 1.7424e-007 1.7424e-007] | [5.54623145686637e-010 5.54623145686637e-010 5.54623145686637e-010] | [75257.60758886771000 75257.60758886771000 75257.60758886771000] | Yg | [0.192503754177411 0.192503754177411 0.192503754177411] | [0.02730784018421954 0.02730784018421954 0.02730784018421954] | [38105.1177665153000 38105.1177665153000 38105.1177665153000] | [174240000 174240000 174240000] | [554623.1456866369 554623.1456866369 554623.1456866369] | [0 0 0 0] | [0 0 0 0] | [0 0 0 0] | [0 0 0 0] | [0 0 0 0] | [0 0 0 0] | 76210.2355330306 | 38105.1177665153 | 33333333.33333333 | 50
xf_1335_to_1591_2 | 0.0 | Yg | [1.7424e-007 1.7424e-007 1.7424e-007] | [5.54623145686637e-010 5.54623145686637e-010 5.54623145686637e-010] | [75257.60758886771000 75257.60758886771000 75257.60758886771000] | Yg | [0.2102014486896738 0.2102014486896738 0.2102014486896738] | [0.02661120262801801 0.02661120262801801 0.02661120262801801] | [38105.1177665153000 38105.1177665153000 38105.1177665153000] | [174240000 174240000 174240000] | [554623.1456866369 554623.1456866369 554623.1456866369] | [0 0 0 0] | [0 0 0 0] | [0 0 0 0] | [0 0 0 0] | [0 0 0 0] | [0 0 0 0] | 76210.2355330306 | 38105.1177665153 | 33333333.33333333 | 50
xf_1335_to_1591_3 | 0.0 | Yg | [1.7424e-007 1.7424e-007 1.7424e-007] | [5.54623145686637e-010 5.54623145686637e-010 5.54623145686637e-010] | [75257.60758886771000 75257.60758886771000 75257.60758886771000] | Yg | [0 0 0] | [0.02779077664047189 0.02779077664047189 0.02779077664047189] | [38105.1177665153000 38105.1177665153000 38105.1177665153000] | [174240000 174240000 174240000] | [554623.1456866369 554623.1456866369 554623.1456866369] | [0 0 0 0] | [0 0 0 0] | [0 0 0 0] | [0 0 0 0] | [0 0 0 0] | [0 0 0 0] | 76210.2355330306 | 38105.1177665153 | 33333333.33333333 | 50
xf_1336_to_1592_1 | 0.0 | Yg | [1.7424e-007 1.7424e-007 1.7424e-007] | [5.54623145686637e-010 5.54623145686637e-010 5.54623145686637e-010] | [76210.2355330306000 76210.2355330306000 76210.2355330306000] | Yg | [0.1034735523183931 0.1034735523183931 0.1034735523183931] | [0.009673433793699292 0.009673433793699292 0.009673433793699292] | [19052.55888325765000 19052.55888325765000 19052.55888325765000] | [174240000 174240000 174240000] | [554623.1456866369 554623.1456866369 554623.1456866369] | [0 0 0 0] | [0 0 0 0] | [0 0 0 0] | [0 0 0 0] | [0 0 0 0] | [0 0 0 0] | 76210.2355330306 | 19052.55888325765 | 33333333.33333333 | 50
xf_1336_to_1592_2 | 0.0 | Yg | [1.7424e-007 1.7424e-007 1.7424e-007] | [5.54623145686637e-010 5.54623145686637e-010 5.54623145686637e-010] | [76210.2355330306000 76210.2355330306000 76210.2355330306000] | Yg | [0.09626678751225519 0.09626678751225519 0.09626678751225519] | [0.009321065123427695 0.009321065123427695 0.009321065123427695] | [19052.55888325765000 19052.55888325765000 19052.55888325765000] | [174240000 174240000 174240000] | [554623.1456866369 554623.1456866369 554623.1456866369] | [0 0 0 0] | [0 0 0 0] | [0 0 0 0] | [0 0 0 0] | [0 0 0 0] | [0 0 0 0] | 76210.2355330306 | 19052.55888325765 | 33333333.33333333 | 50
xf_1336_to_1592_3 | 0.0 | Yg | [1.7424e-007 1.7424e-007 1.7424e-007] | [5.54623145686637e-010 5.54623145686637e-010 5.54623145686637e-010] | [76210.2355330306000 76210.2355330306000 76210.2355330306000] | Yg | [0.09759062619115562 0.09759062619115562 0.09759062619115562] | [0.009258706574097417 0.009258706574097417 0.009258706574097417] | [19052.55888325765000 19052.55888325765000 19052.55888325765000] | [174240000 174240000 174240000] | [554623.1456866369 554623.1456866369 554623.1456866369] | [0 0 0 0] | [0 0 0 0] | [0 0 0 0] | [0 0 0 0] | [0 0 0 0] | [0 0 0 0] | 76210.2355330306 | 19052.55888325765 | 33333333.33333333 | 50
xf_1337_to_1557_1 | 0.0 | Yg | [1.7424e-007 1.7424e-007 1.7424e-007] | [5.54623145686637e-010 5.54623145686637e-010 5.54623145686637e-010] | [76210.2355330306000 76210.2355330306000 76210.2355330306000] | Yg | [0.01866407852132576 0.01866407852132576 0.01866407852132576] | [0.002833227138542968 0.002833227138542968 0.002833227138542968] | [6350.852961085884000 6350.852961085884000 6350.852961085884000] | [174240000 174240000 174240000] | [554623.1456866369 554623.1456866369 554623.1456866369] | [0 0 0 0] | [0 0 0 0] | [0 0 0 0] | [0 0 0 0] | [0 0 0 0] | [0 0 0 0] | 76210.2355330306 | 6350.852961085884 | 33333333.33333333 | 50
xf_1337_to_1557_2 | 0.0 | Yg | [1.7424e-007 1.7424e-007 1.7424e-007] | [5.54623145686637e-010 5.54623145686637e-010 5.54623145686637e-010] | [76210.2355330306000 76210.2355330306000 76210.2355330306000] | Yg | [0.01702942310677001 0.01702942310677001 0.01702942310677001] | [0.002700727343373371 0.002700727343373371 0.002700727343373371] | [6350.852961085884000 6350.852961085884000 6350.852961085884000] | [174240000 174240000 174240000] | [554623.1456866369 554623.1456866369 554623.1456866369] | [0 0 0 0] | [0 0 0 0] | [0 0 0 0] | [0 0 0 0] | [0 0 0 0] | [0 0 0 0] | 76210.2355330306 | 6350.852961085884 | 33333333.33333333 | 50
xf_1347_to_1594_1 | 0.0 | Yg | [1.7424e-007 1.7424e-007 1.7424e-007] | [5.54623145686637e-010 5.54623145686637e-010 5.54623145686637e-010] | [72399.72375637907000 72399.72375637907000 72399.72375637907000] | Yg | [0.3286659601584217 0.3286659601584217 0.3286659601584217] | [0.02613055548014284 0.02613055548014284 0.02613055548014284] | [38105.1177665153000 38105.1177665153000 38105.1177665153000] | [174240000 174240000 174240000] | [554623.1456866369 554623.1456866369 554623.1456866369] | [0 0 0 0] | [0 0 0 0] | [0 0 0 0] | [0 0 0 0] | [0 0 0 0] | [0 0 0 0] | 76210.2355330306 | 38105.1177665153 | 33333333.33333333 | 50
xf_1347_to_1594_2 | 0.0 | Yg | [1.7424e-007 1.7424e-007 1.7424e-007] | [5.54623145686637e-010 5.54623145686637e-010 5.54623145686637e-010] | [72399.72375637907000 72399.72375637907000 72399.72375637907000] | Yg | [0.3419495326506069 0.3419495326506069 0.3419495326506069] | [0.02802651328068154 0.02802651328068154 0.02802651328068154] | [38105.1177665153000 38105.1177665153000 38105.1177665153000] | [174240000 174240000 174240000] | [554623.1456866369 554623.1456866369 554623.1456866369] | [0 0 0 0] | [0 0 0 0] | [0 0 0 0] | [0 0 0 0] | [0 0 0 0] | [0 0 0 0] | 76210.2355330306 | 38105.1177665153 | 33333333.33333333 | 50
xf_1347_to_1594_3 | 0.0 | Yg | [1.7424e-007 1.7424e-007 1.7424e-007] | [5.54623145686637e-010 5.54623145686637e-010 5.54623145686637e-010] | [72399.72375637907000 72399.72375637907000 72399.72375637907000] | Yg | [0.3289755654339446 0.3289755654339446 0.3289755654339446] | [0.02755374010741227 0.02755374010741227 0.02755374010741227] | [38105.1177665153000 38105.1177665153000 38105.1177665153000] | [174240000 174240000 174240000] | [554623.1456866369 554623.1456866369 554623.1456866369] | [0 0 0 0] | [0 0 0 0] | [0 0 0 0] | [0 0 0 0] | [0 0 0 0] | [0 0 0 0] | 76210.2355330306 | 38105.1177665153 | 33333333.33333333 | 50
xf_1351_to_1559_1 | 0.0 | Yg | [1.7424e-007 1.7424e-007 1.7424e-007] | [5.54623145686637e-010 5.54623145686637e-010 5.54623145686637e-010] | [77162.86347719347000 77162.86347719347000 77162.86347719347000] | Yg | [0.3020697392668563 0.3020697392668563 0.3020697392668563] | [0.03226750145055525 0.03226750145055525 0.03226750145055525] | [38105.1177665153000 38105.1177665153000 38105.1177665153000] | [174240000 174240000 174240000] | [554623.1456866369 554623.1456866369 554623.1456866369] | [0 0 0 0] | [0 0 0 0] | [0 0 0 0] | [0 0 0 0] | [0 0 0 0] | [0 0 0 0] | 76210.2355330306 | 38105.1177665153 | 33333333.33333333 | 50
xf_1362_to_1596_1 | 0.0 | Yg | [1.7424e-007 1.7424e-007 1.7424e-007] | [5.54623145686637e-010 5.54623145686637e-010 5.54623145686637e-010] | [77133.99596373399000 77133.99596373399000 77133.99596373399000] | Yg | [0.1633461742334527 0.1633461742334527 0.1633461742334527] | [0.02030292343418689 0.02030292343418689 0.02030292343418689] | [38105.1177665153000 38105.1177665153000 38105.1177665153000] | [174240000 174240000 174240000] | [554623.1456866369 554623.1456866369 554623.1456866369] | [0 0 0 0] | [0 0 0 0] | [0 0 0 0] | [0 0 0 0] | [0 0 0 0] | [0 0 0 0] | 76210.2355330306 | 38105.1177665153 | 33333333.33333333 | 50
xf_1370_to_1369_1 | 0.0 | Yg | [1.7424e-007 1.7424e-007 1.7424e-007] | [5.54623145686637e-010 5.54623145686637e-010 5.54623145686637e-010] | [76210.2355330306000 76210.2355330306000 76210.2355330306000] | Yg | [0.03458659974615608 0.03458659974615608 0.03458659974615608] | [0.006102830330517759 0.006102830330517759 0.006102830330517759] | [19052.55888325765000 19052.55888325765000 19052.55888325765000] | [174240000 174240000 174240000] | [554623.1456866369 554623.1456866369 554623.1456866369] | [0 0 0 0] | [0 0 0 0] | [0 0 0 0] | [0 0 0 0] | [0 0 0 0] | [0 0 0 0] | 76210.2355330306 | 19052.55888325765 | 33333333.33333333 | 50
xf_1370_to_1369_2 | 0.0 | Yg | [1.7424e-007 1.7424e-007 1.7424e-007] | [5.54623145686637e-010 5.54623145686637e-010 5.54623145686637e-010] | [76210.2355330306000 76210.2355330306000 76210.2355330306000] | Yg | [0.03609899398326933 0.03609899398326933 0.03609899398326933] | [0.0059621955326219 0.0059621955326219 0.0059621955326219] | [19052.55888325765000 19052.55888325765000 19052.55888325765000] | [174240000 174240000 174240000] | [554623.1456866369 554623.1456866369 554623.1456866369] | [0 0 0 0] | [0 0 0 0] | [0 0 0 0] | [0 0 0 0] | [0 0 0 0] | [0 0 0 0] | 76210.2355330306 | 19052.55888325765 | 33333333.33333333 | 50
xf_1370_to_1369_3 | 0.0 | Yg | [1.7424e-007 1.7424e-007 1.7424e-007] | [5.54623145686637e-010 5.54623145686637e-010 5.54623145686637e-010] | [76210.2355330306000 76210.2355330306000 76210.2355330306000] | Yg | [0.03596197468843762 0.03596197468843762 0.03596197468843762] | [0.006119374152683753 0.006119374152683753 0.006119374152683753] | [19052.55888325765000 19052.55888325765000 19052.55888325765000] | [174240000 174240000 174240000] | [554623.1456866369 554623.1456866369 554623.1456866369] | [0 0 0 0] | [0 0 0 0] | [0 0 0 0] | [0 0 0 0] | [0 0 0 0] | [0 0 0 0] | 76210.2355330306 | 19052.55888325765 | 33333333.33333333 | 50
xf_1374_to_1518_1 | 0.0 | Yg | [1.7424e-007 1.7424e-007 1.7424e-007] | [5.54623145686637e-010 5.54623145686637e-010 5.54623145686637e-010] | [76210.2355330306000 76210.2355330306000 76210.2355330306000] | Yg | [0.01449547409783698 0.01449547409783698 0.01449547409783698] | [0.002708060318664371 0.002708060318664371 0.002708060318664371] | [6350.852961085884000 6350.852961085884000 6350.852961085884000] | [174240000 174240000 174240000] | [554623.1456866369 554623.1456866369 554623.1456866369] | [0 0 0 0] | [0 0 0 0] | [0 0 0 0] | [0 0 0 0] | [0 0 0 0] | [0 0 0 0] | 76210.2355330306 | 6350.852961085884 | 33333333.33333333 | 50
xf_1374_to_1518_2 | 0.0 | Yg | [1.7424e-007 1.7424e-007 1.7424e-007] | [5.54623145686637e-010 5.54623145686637e-010 5.54623145686637e-010] | [76210.2355330306000 76210.2355330306000 76210.2355330306000] | Yg | [0.01753292623450986 0.01753292623450986 0.01753292623450986] | [0.00275809060601337 0.00275809060601337 0.00275809060601337] | [6350.852961085884000 6350.852961085884000 6350.852961085884000] | [174240000 174240000 174240000] | [554623.1456866369 554623.1456866369 554623.1456866369] | [0 0 0 0] | [0 0 0 0] | [0 0 0 0] | [0 0 0 0] | [0 0 0 0] | [0 0 0 0] | 76210.2355330306 | 6350.852961085884 | 33333333.33333333 | 50
xf_1374_to_1518_3 | 0.0 | Yg | [1.7424e-007 1.7424e-007 1.7424e-007] | [5.54623145686637e-010 5.54623145686637e-010 5.54623145686637e-010] | [76210.2355330306000 76210.2355330306000 76210.2355330306000] | Yg | [0.01539148549267851 0.01539148549267851 0.01539148549267851] | [0.002776537408689048 0.002776537408689048 0.002776537408689048] | [6350.852961085884000 6350.852961085884000 6350.852961085884000] | [174240000 174240000 174240000] | [554623.1456866369 554623.1456866369 554623.1456866369] | [0 0 0 0] | [0 0 0 0] | [0 0 0 0] | [0 0 0 0] | [0 0 0 0] | [0 0 0 0] | 76210.2355330306 | 6350.852961085884 | 33333333.33333333 | 50
xf_1375_to_1519_1 | 0.0 | Yg | [1.7424e-007 1.7424e-007 1.7424e-007] | [5.54623145686637e-010 5.54623145686637e-010 5.54623145686637e-010] | [73161.82611170937000 73161.82611170937000 73161.82611170937000] | Yg | [0.03078122678260549 0.03078122678260549 0.03078122678260549] | [0.002058969507522779 0.002058969507522779 0.002058969507522779] | [6350.852961085884000 6350.852961085884000 6350.852961085884000] | [174240000 174240000 174240000] | [554623.1456866369 554623.1456866369 554623.1456866369] | [0 0 0 0] | [0 0 0 0] | [0 0 0 0] | [0 0 0 0] | [0 0 0 0] | [0 0 0 0] | 76210.2355330306 | 6350.852961085884 | 33333333.33333333 | 50
xf_1375_to_1519_2 | 0.0 | Yg | [1.7424e-007 1.7424e-007 1.7424e-007] | [5.54623145686637e-010 5.54623145686637e-010 5.54623145686637e-010] | [73161.82611170937000 73161.82611170937000 73161.82611170937000] | Yg | [0.03151127673623851 0.03151127673623851 0.03151127673623851] | [0.00198596643804369 0.00198596643804369 0.00198596643804369] | [6350.852961085884000 6350.852961085884000 6350.852961085884000] | [174240000 174240000 174240000] | [554623.1456866369 554623.1456866369 554623.1456866369] | [0 0 0 0] | [0 0 0 0] | [0 0 0 0] | [0 0 0 0] | [0 0 0 0] | [0 0 0 0] | 76210.2355330306 | 6350.852961085884 | 33333333.33333333 | 50
xf_1384_to_1383_1 | 0.0 | Yg | [1.7424e-007 1.7424e-007 1.7424e-007] | [5.54623145686637e-010 5.54623145686637e-010 5.54623145686637e-010] | [79068.11936551927000 79068.11936551927000 79068.11936551927000] | Yg | [0.03824363931073761 0.03824363931073761 0.03824363931073761] | [0.003291711920834696 0.003291711920834696 0.003291711920834696] | [19052.55888325765000 19052.55888325765000 19052.55888325765000] | [174240000 174240000 174240000] | [554623.1456866369 554623.1456866369 554623.1456866369] | [0 0 0 0] | [0 0 0 0] | [0 0 0 0] | [0 0 0 0] | [0 0 0 0] | [0 0 0 0] | 76210.2355330306 | 19052.55888325765 | 33333333.33333333 | 50
xf_1386_to_1607_1 | 0.0 | Yg | [1.7424e-007 1.7424e-007 1.7424e-007] | [5.54623145686637e-010 5.54623145686637e-010 5.54623145686637e-010] | [82878.63114217078000 82878.63114217078000 82878.63114217078000] | Yg | [0.02251214236581186 0.02251214236581186 0.02251214236581186] | [0.002370395342457848 0.002370395342457848 0.002370395342457848] | [19052.55888325765000 19052.55888325765000 19052.55888325765000] | [174240000 174240000 174240000] | [554623.1456866369 554623.1456866369 554623.1456866369] | [0 0 0 0] | [0 0 0 0] | [0 0 0 0] | [0 0 0 0] | [0 0 0 0] | [0 0 0 0] | 76210.2355330306 | 19052.55888325765 | 33333333.33333333 | 50
xf_1392_to_1611_1 | 0.0 | Yg | [1.7424e-007 1.7424e-007 1.7424e-007] | [5.54623145686637e-010 5.54623145686637e-010 5.54623145686637e-010] | [76210.2355330306000 76210.2355330306000 76210.2355330306000] | Yg | [0.02855976711562181 0.02855976711562181 0.02855976711562181] | [0.002380528367557117 0.002380528367557117 0.002380528367557117] | [6350.852961085884000 6350.852961085884000 6350.852961085884000] | [174240000 174240000 174240000] | [554623.1456866369 554623.1456866369 554623.1456866369] | [0 0 0 0] | [0 0 0 0] | [0 0 0 0] | [0 0 0 0] | [0 0 0 0] | [0 0 0 0] | 76210.2355330306 | 6350.852961085884 | 33333333.33333333 | 50
xf_1392_to_1612_2 | 0.0 | Yg | [1.7424e-007 1.7424e-007 1.7424e-007] | [5.54623145686637e-010 5.54623145686637e-010 5.54623145686637e-010] | [77162.86347719347000 77162.86347719347000 77162.86347719347000] | Yg | [0.02891328647269654 0.02891328647269654 0.02891328647269654] | [0.002369433206119635 0.002369433206119635 0.002369433206119635] | [6350.852961085884000 6350.852961085884000 6350.852961085884000] | [174240000 174240000 174240000] | [554623.1456866369 554623.1456866369 554623.1456866369] | [0 0 0 0] | [0 0 0 0] | [0 0 0 0] | [0 0 0 0] | [0 0 0 0] | [0 0 0 0] | 76210.2355330306 | 6350.852961085884 | 33333333.33333333 | 50
xf_1393_to_1534_1 | 0.0 | Yg | [1.7424e-007 1.7424e-007 1.7424e-007] | [5.54623145686637e-010 5.54623145686637e-010 5.54623145686637e-010] | [76210.2355330306000 76210.2355330306000 76210.2355330306000] | Yg | [0.02066690416457995 0.02066690416457995 0.02066690416457995] | [0.002715911153858906 0.002715911153858906 0.002715911153858906] | [6350.852961085884000 6350.852961085884000 6350.852961085884000] | [174240000 174240000 174240000] | [554623.1456866369 554623.1456866369 554623.1456866369] | [0 0 0 0] | [0 0 0 0] | [0 0 0 0] | [0 0 0 0] | [0 0 0 0] | [0 0 0 0] | 76210.2355330306 | 6350.852961085884 | 33333333.33333333 | 50
xf_1393_to_1534_2 | 0.0 | Yg | [1.7424e-007 1.7424e-007 1.7424e-007] | [5.54623145686637e-010 5.54623145686637e-010 5.54623145686637e-010] | [76210.2355330306000 76210.2355330306000 76210.2355330306000] | Yg | [0.02097986624835038 0.02097986624835038 0.02097986624835038] | [0.002947746184411031 0.002947746184411031 0.002947746184411031] | [6350.852961085884000 6350.852961085884000 6350.852961085884000] | [174240000 174240000 174240000] | [554623.1456866369 554623.1456866369 554623.1456866369] | [0 0 0 0] | [0 0 0 0] | [0 0 0 0] | [0 0 0 0] | [0 0 0 0] | [0 0 0 0] | 76210.2355330306 | 6350.852961085884 | 33333333.33333333 | 50
xf_1393_to_1534_3 | 0.0 | Yg | [1.7424e-007 1.7424e-007 1.7424e-007] | [5.54623145686637e-010 5.54623145686637e-010 5.54623145686637e-010] | [76210.2355330306000 76210.2355330306000 76210.2355330306000] | Yg | [0.01657549725697343 0.01657549725697343 0.01657549725697343] | [0.002418362113029037 0.002418362113029037 0.002418362113029037] | [6350.852961085884000 6350.852961085884000 6350.852961085884000] | [174240000 174240000 174240000] | [554623.1456866369 554623.1456866369 554623.1456866369] | [0 0 0 0] | [0 0 0 0] | [0 0 0 0] | [0 0 0 0] | [0 0 0 0] | [0 0 0 0] | 76210.2355330306 | 6350.852961085884 | 33333333.33333333 | 50
xf_1402_to_1613_1 | 0.0 | Yg | [1.7424e-007 1.7424e-007 1.7424e-007] | [5.54623145686637e-010 5.54623145686637e-010 5.54623145686637e-010] | [78115.49142135637000 78115.49142135637000 78115.49142135637000] | Yg | [0 0 0] | [0.02830882112345343 0.02830882112345343 0.02830882112345343] | [38105.1177665153000 38105.1177665153000 38105.1177665153000] | [174240000 174240000 174240000] | [554623.1456866369 554623.1456866369 554623.1456866369] | [0 0 0 0] | [0 0 0 0] | [0 0 0 0] | [0 0 0 0] | [0 0 0 0] | [0 0 0 0] | 76210.2355330306 | 38105.1177665153 | 33333333.33333333 | 50
xf_1402_to_1613_2 | 0.0 | Yg | [1.7424e-007 1.7424e-007 1.7424e-007] | [5.54623145686637e-010 5.54623145686637e-010 5.54623145686637e-010] | [78115.49142135637000 78115.49142135637000 78115.49142135637000] | Yg | [0 0 0] | [0.03004514044544342 0.03004514044544342 0.03004514044544342] | [38105.1177665153000 38105.1177665153000 38105.1177665153000] | [174240000 174240000 174240000] | [554623.1456866369 554623.1456866369 554623.1456866369] | [0 0 0 0] | [0 0 0 0] | [0 0 0 0] | [0 0 0 0] | [0 0 0 0] | [0 0 0 0] | 76210.2355330306 | 38105.1177665153 | 33333333.33333333 | 50
xf_1408_to_1614_2 | 0.0 | Yg | [1.7424e-007 1.7424e-007 1.7424e-007] | [5.54623145686637e-010 5.54623145686637e-010 5.54623145686637e-010] | [79068.11936551927000 79068.11936551927000 79068.11936551927000] | Yg | [0.05250237989741841 0.05250237989741841 0.05250237989741841] | [0.007256760854295241 0.007256760854295241 0.007256760854295241] | [19052.55888325765000 19052.55888325765000 19052.55888325765000] | [174240000 174240000 174240000] | [554623.1456866369 554623.1456866369 554623.1456866369] | [0 0 0 0] | [0 0 0 0] | [0 0 0 0] | [0 0 0 0] | [0 0 0 0] | [0 0 0 0] | 76210.2355330306 | 19052.55888325765 | 33333333.33333333 | 50
xf_1408_to_1615_1 | 0.0 | Yg | [1.7424e-007 1.7424e-007 1.7424e-007] | [5.54623145686637e-010 5.54623145686637e-010 5.54623145686637e-010] | [79068.11936551927000 79068.11936551927000 79068.11936551927000] | Yg | [0.05408791100052647 0.05408791100052647 0.05408791100052647] | [0.007089606311689147 0.007089606311689147 0.007089606311689147] | [19052.55888325765000 19052.55888325765000 19052.55888325765000] | [174240000 174240000 174240000] | [554623.1456866369 554623.1456866369 554623.1456866369] | [0 0 0 0] | [0 0 0 0] | [0 0 0 0] | [0 0 0 0] | [0 0 0 0] | [0 0 0 0] | 76210.2355330306 | 19052.55888325765 | 33333333.33333333 | 50
xf_1414_to_1620_1 | 0.0 | Yg | [1.7424e-007 1.7424e-007 1.7424e-007] | [5.54623145686637e-010 5.54623145686637e-010 5.54623145686637e-010] | [74304.97964470483000 74304.97964470483000 74304.97964470483000] | Yg | [0 0 0] | [0.0291357756778254 0.0291357756778254 0.0291357756778254] | [38105.1177665153000 38105.1177665153000 38105.1177665153000] | [174240000 174240000 174240000] | [554623.1456866369 554623.1456866369 554623.1456866369] | [0 0 0 0] | [0 0 0 0] | [0 0 0 0] | [0 0 0 0] | [0 0 0 0] | [0 0 0 0] | 76210.2355330306 | 38105.1177665153 | 33333333.33333333 | 50
xf_1414_to_1620_2 | 0.0 | Yg | [1.7424e-007 1.7424e-007 1.7424e-007] | [5.54623145686637e-010 5.54623145686637e-010 5.54623145686637e-010] | [74304.97964470483000 74304.97964470483000 74304.97964470483000] | Yg | [0 0 0] | [0.02940643810730123 0.02940643810730123 0.02940643810730123] | [38105.1177665153000 38105.1177665153000 38105.1177665153000] | [174240000 174240000 174240000] | [554623.1456866369 554623.1456866369 554623.1456866369] | [0 0 0 0] | [0 0 0 0] | [0 0 0 0] | [0 0 0 0] | [0 0 0 0] | [0 0 0 0] | 76210.2355330306 | 38105.1177665153 | 33333333.33333333 | 50
xf_1419_to_1622_1 | 0.0 | Yg | [1.7424e-007 1.7424e-007 1.7424e-007] | [5.54623145686637e-010 5.54623145686637e-010 5.54623145686637e-010] | [79068.11936551927000 79068.11936551927000 79068.11936551927000] | Yg | [0 0 0] | [0.02831617264179432 0.02831617264179432 0.02831617264179432] | [38105.1177665153000 38105.1177665153000 38105.1177665153000] | [174240000 174240000 174240000] | [554623.1456866369 554623.1456866369 554623.1456866369] | [0 0 0 0] | [0 0 0 0] | [0 0 0 0] | [0 0 0 0] | [0 0 0 0] | [0 0 0 0] | 76210.2355330306 | 38105.1177665153 | 33333333.33333333 | 50
xf_1419_to_1622_2 | 0.0 | Yg | [1.7424e-007 1.7424e-007 1.7424e-007] | [5.54623145686637e-010 5.54623145686637e-010 5.54623145686637e-010] | [79068.11936551927000 79068.11936551927000 79068.11936551927000] | Yg | [0.2419730038276028 0.2419730038276028 0.2419730038276028] | [0.02824199287057909 0.02824199287057909 0.02824199287057909] | [38105.1177665153000 38105.1177665153000 38105.1177665153000] | [174240000 174240000 174240000] | [554623.1456866369 554623.1456866369 554623.1456866369] | [0 0 0 0] | [0 0 0 0] | [0 0 0 0] | [0 0 0 0] | [0 0 0 0] | [0 0 0 0] | 76210.2355330306 | 38105.1177665153 | 33333333.33333333 | 50
xf_1423_to_1623_1 | 0.0 | Yg | [1.7424e-007 1.7424e-007 1.7424e-007] | [5.54623145686637e-010 5.54623145686637e-010 5.54623145686637e-010] | [74304.97964470483000 74304.97964470483000 74304.97964470483000] | Yg | [0.3825365159012735 0.3825365159012735 0.3825365159012735] | [0.02867045709425279 0.02867045709425279 0.02867045709425279] | [38105.1177665153000 38105.1177665153000 38105.1177665153000] | [174240000 174240000 174240000] | [554623.1456866369 554623.1456866369 554623.1456866369] | [0 0 0 0] | [0 0 0 0] | [0 0 0 0] | [0 0 0 0] | [0 0 0 0] | [0 0 0 0] | 76210.2355330306 | 38105.1177665153 | 33333333.33333333 | 50
xf_1423_to_1623_2 | 0.0 | Yg | [1.7424e-007 1.7424e-007 1.7424e-007] | [5.54623145686637e-010 5.54623145686637e-010 5.54623145686637e-010] | [74304.97964470483000 74304.97964470483000 74304.97964470483000] | Yg | [0.3945363423081072 0.3945363423081072 0.3945363423081072] | [0.02938206866531097 0.02938206866531097 0.02938206866531097] | [38105.1177665153000 38105.1177665153000 38105.1177665153000] | [174240000 174240000 174240000] | [554623.1456866369 554623.1456866369 554623.1456866369] | [0 0 0 0] | [0 0 0 0] | [0 0 0 0] | [0 0 0 0] | [0 0 0 0] | [0 0 0 0] | 76210.2355330306 | 38105.1177665153 | 33333333.33333333 | 50
xf_1426_to_1624_2 | 0.0 | Yg | [1.7424e-007 1.7424e-007 1.7424e-007] | [5.54623145686637e-010 5.54623145686637e-010 5.54623145686637e-010] | [76210.2355330306000 76210.2355330306000 76210.2355330306000] | Yg | [0 0 0] | [0.002550758448480081 0.002550758448480081 0.002550758448480081] | [6350.852961085884000 6350.852961085884000 6350.852961085884000] | [174240000 174240000 174240000] | [554623.1456866369 554623.1456866369 554623.1456866369] | [0 0 0 0] | [0 0 0 0] | [0 0 0 0] | [0 0 0 0] | [0 0 0 0] | [0 0 0 0] | 76210.2355330306 | 6350.852961085884 | 33333333.33333333 | 50
xf_1427_to_1624_1 | 0.0 | Yg | [1.7424e-007 1.7424e-007 1.7424e-007] | [5.54623145686637e-010 5.54623145686637e-010 5.54623145686637e-010] | [76210.2355330306000 76210.2355330306000 76210.2355330306000] | Yg | [0 0 0] | [0.002511565419359217 0.002511565419359217 0.002511565419359217] | [6350.852961085884000 6350.852961085884000 6350.852961085884000] | [174240000 174240000 174240000] | [554623.1456866369 554623.1456866369 554623.1456866369] | [0 0 0 0] | [0 0 0 0] | [0 0 0 0] | [0 0 0 0] | [0 0 0 0] | [0 0 0 0] | 76210.2355330306 | 6350.852961085884 | 33333333.33333333 | 50
xf_1428_to_1501_3 | 0.0 | Yg | [1.7424e-007 1.7424e-007 1.7424e-007] | [5.54623145686637e-010 5.54623145686637e-010 5.54623145686637e-010] | [76210.2355330306000 76210.2355330306000 76210.2355330306000] | Yg | [0.3302524422575062 0.3302524422575062 0.3302524422575062] | [0.02448136367905915 0.02448136367905915 0.02448136367905915] | [38105.1177665153000 38105.1177665153000 38105.1177665153000] | [174240000 174240000 174240000] | [554623.1456866369 554623.1456866369 554623.1456866369] | [0 0 0 0] | [0 0 0 0] | [0 0 0 0] | [0 0 0 0] | [0 0 0 0] | [0 0 0 0] | 76210.2355330306 | 38105.1177665153 | 33333333.33333333 | 50
xf_1432_to_1625_1 | 0.0 | Yg | [1.7424e-007 1.7424e-007 1.7424e-007] | [5.54623145686637e-010 5.54623145686637e-010 5.54623145686637e-010] | [76972.33788836091000 76972.33788836091000 76972.33788836091000] | Yg | [0 0 0] | [0.01451540438961408 0.01451540438961408 0.01451540438961408] | [38105.1177665153000 38105.1177665153000 38105.1177665153000] | [174240000 174240000 174240000] | [554623.1456866369 554623.1456866369 554623.1456866369] | [0 0 0 0] | [0 0 0 0] | [0 0 0 0] | [0 0 0 0] | [0 0 0 0] | [0 0 0 0] | 76210.2355330306 | 38105.1177665153 | 33333333.33333333 | 50
xf_1432_to_1625_2 | 0.0 | Yg | [1.7424e-007 1.7424e-007 1.7424e-007] | [5.54623145686637e-010 5.54623145686637e-010 5.54623145686637e-010] | [76972.33788836091000 76972.33788836091000 76972.33788836091000] | Yg | [0 0 0] | [0.01426041136563149 0.01426041136563149 0.01426041136563149] | [38105.1177665153000 38105.1177665153000 38105.1177665153000] | [174240000 174240000 174240000] | [554623.1456866369 554623.1456866369 554623.1456866369] | [0 0 0 0] | [0 0 0 0] | [0 0 0 0] | [0 0 0 0] | [0 0 0 0] | [0 0 0 0] | 76210.2355330306 | 38105.1177665153 | 33333333.33333333 | 50
xf_1433_to_1626_1 | 0.0 | Yg | [1.7424e-007 1.7424e-007 1.7424e-007] | [5.54623145686637e-010 5.54623145686637e-010 5.54623145686637e-010] | [77162.86347719347000 77162.86347719347000 77162.86347719347000] | Yg | [0.22913346572814 0.22913346572814 0.22913346572814] | [0.02778613895683403 0.02778613895683403 0.02778613895683403] | [38105.1177665153000 38105.1177665153000 38105.1177665153000] | [174240000 174240000 174240000] | [554623.1456866369 554623.1456866369 554623.1456866369] | [0 0 0 0] | [0 0 0 0] | [0 0 0 0] | [0 0 0 0] | [0 0 0 0] | [0 0 0 0] | 76210.2355330306 | 38105.1177665153 | 33333333.33333333 | 50
xf_1433_to_1626_2 | 0.0 | Yg | [1.7424e-007 1.7424e-007 1.7424e-007] | [5.54623145686637e-010 5.54623145686637e-010 5.54623145686637e-010] | [77162.86347719347000 77162.86347719347000 77162.86347719347000] | Yg | [0.3869040769404041 0.3869040769404041 0.3869040769404041] | [0.02775232367798458 0.02775232367798458 0.02775232367798458] | [38105.1177665153000 38105.1177665153000 38105.1177665153000] | [174240000 174240000 174240000] | [554623.1456866369 554623.1456866369 554623.1456866369] | [0 0 0 0] | [0 0 0 0] | [0 0 0 0] | [0 0 0 0] | [0 0 0 0] | [0 0 0 0] | 76210.2355330306 | 38105.1177665153 | 33333333.33333333 | 50
xf_1434_to_1571_1 | 0.0 | Yg | [4.356000000000001e-008 4.356000000000001e-008 4.356000000000001e-008] | [1.386557864216592e-010 1.386557864216592e-010 1.386557864216592e-010] | [36676.17585027098000 36676.17585027098000 36676.17585027098000] | Yg | [0.1743399923906739 0.1743399923906739 0.1743399923906739] | [0.005501032233524148 0.005501032233524148 0.005501032233524148] | [19052.55888325765000 19052.55888325765000 19052.55888325765000] | [43560000 43560000 43560000] | [138655.7864216592 138655.7864216592 138655.7864216592] | [0 0 0 0] | [0 0 0 0] | [0 0 0 0] | [0 0 0 0] | [0 0 0 0] | [0 0 0 0] | 38105.1177665153 | 19052.55888325765 | 33333333.33333333 | 50
xf_1437_to_1436_1 | 0.0 | Yg | [1.7424e-007 1.7424e-007 1.7424e-007] | [5.54623145686637e-010 5.54623145686637e-010 5.54623145686637e-010] | [75257.60758886771000 75257.60758886771000 75257.60758886771000] | Yg | [0.09079138496225944 0.09079138496225944 0.09079138496225944] | [0.003352813099623553 0.003352813099623553 0.003352813099623553] | [19052.55888325765000 19052.55888325765000 19052.55888325765000] | [174240000 174240000 174240000] | [554623.1456866369 554623.1456866369 554623.1456866369] | [0 0 0 0] | [0 0 0 0] | [0 0 0 0] | [0 0 0 0] | [0 0 0 0] | [0 0 0 0] | 76210.2355330306 | 19052.55888325765 | 33333333.33333333 | 50
xf_1440_to_1575_1 | 0.0 | Yg | [1.7424e-007 1.7424e-007 1.7424e-007] | [5.54623145686637e-010 5.54623145686637e-010 5.54623145686637e-010] | [76210.2355330306000 76210.2355330306000 76210.2355330306000] | Yg | [0.04760158100031706 0.04760158100031706 0.04760158100031706] | [0.00545897501693848 0.00545897501693848 0.00545897501693848] | [19052.55888325765000 19052.55888325765000 19052.55888325765000] | [174240000 174240000 174240000] | [554623.1456866369 554623.1456866369 554623.1456866369] | [0 0 0 0] | [0 0 0 0] | [0 0 0 0] | [0 0 0 0] | [0 0 0 0] | [0 0 0 0] | 76210.2355330306 | 19052.55888325765 | 33333333.33333333 | 50
xf_1440_to_1575_2 | 0.0 | Yg | [1.7424e-007 1.7424e-007 1.7424e-007] | [5.54623145686637e-010 5.54623145686637e-010 5.54623145686637e-010] | [76210.2355330306000 76210.2355330306000 76210.2355330306000] | Yg | [0.04438019812429319 0.04438019812429319 0.04438019812429319] | [0.005636299722403998 0.005636299722403998 0.005636299722403998] | [19052.55888325765000 19052.55888325765000 19052.55888325765000] | [174240000 174240000 174240000] | [554623.1456866369 554623.1456866369 554623.1456866369] | [0 0 0 0] | [0 0 0 0] | [0 0 0 0] | [0 0 0 0] | [0 0 0 0] | [0 0 0 0] | 76210.2355330306 | 19052.55888325765 | 33333333.33333333 | 50
xf_1440_to_1575_3 | 0.0 | Yg | [1.7424e-007 1.7424e-007 1.7424e-007] | [5.54623145686637e-010 5.54623145686637e-010 5.54623145686637e-010] | [76210.2355330306000 76210.2355330306000 76210.2355330306000] | Yg | [0.04898631895570902 0.04898631895570902 0.04898631895570902] | [0.005573346807192667 0.005573346807192667 0.005573346807192667] | [19052.55888325765000 19052.55888325765000 19052.55888325765000] | [174240000 174240000 174240000] | [554623.1456866369 554623.1456866369 554623.1456866369] | [0 0 0 0] | [0 0 0 0] | [0 0 0 0] | [0 0 0 0] | [0 0 0 0] | [0 0 0 0] | 76210.2355330306 | 19052.55888325765 | 33333333.33333333 | 50
xf_1444_to_1629_1 | 0.0 | Yg | [1.7424e-007 1.7424e-007 1.7424e-007] | [5.54623145686637e-010 5.54623145686637e-010 5.54623145686637e-010] | [73352.35170054196000 73352.35170054196000 73352.35170054196000] | Yg | [0.06348946579854187 0.06348946579854187 0.06348946579854187] | [0.006802235905869939 0.006802235905869939 0.006802235905869939] | [19052.55888325765000 19052.55888325765000 19052.55888325765000] | [174240000 174240000 174240000] | [554623.1456866369 554623.1456866369 554623.1456866369] | [0 0 0 0] | [0 0 0 0] | [0 0 0 0] | [0 0 0 0] | [0 0 0 0] | [0 0 0 0] | 76210.2355330306 | 19052.55888325765 | 33333333.33333333 | 50
xf_1444_to_1629_2 | 0.0 | Yg | [1.7424e-007 1.7424e-007 1.7424e-007] | [5.54623145686637e-010 5.54623145686637e-010 5.54623145686637e-010] | [73352.35170054196000 73352.35170054196000 73352.35170054196000] | Yg | [0.06610872477995423 0.06610872477995423 0.06610872477995423] | [0.007316447955146817 0.007316447955146817 0.007316447955146817] | [19052.55888325765000 19052.55888325765000 19052.55888325765000] | [174240000 174240000 174240000] | [554623.1456866369 554623.1456866369 554623.1456866369] | [0 0 0 0] | [0 0 0 0] | [0 0 0 0] | [0 0 0 0] | [0 0 0 0] | [0 0 0 0] | 76210.2355330306 | 19052.55888325765 | 33333333.33333333 | 50
xf_1444_to_1629_3 | 0.0 | Yg | [1.7424e-007 1.7424e-007 1.7424e-007] | [5.54623145686637e-010 5.54623145686637e-010 5.54623145686637e-010] | [73352.35170054196000 73352.35170054196000 73352.35170054196000] | Yg | [0.06776868533254327 0.06776868533254327 0.06776868533254327] | [0.006792863498697153 0.006792863498697153 0.006792863498697153] | [19052.55888325765000 19052.55888325765000 19052.55888325765000] | [174240000 174240000 174240000] | [554623.1456866369 554623.1456866369 554623.1456866369] | [0 0 0 0] | [0 0 0 0] | [0 0 0 0] | [0 0 0 0] | [0 0 0 0] | [0 0 0 0] | 76210.2355330306 | 19052.55888325765 | 33333333.33333333 | 50
xf_1447_to_1631_2 | 0.0 | Yg | [1.7424e-007 1.7424e-007 1.7424e-007] | [5.54623145686637e-010 5.54623145686637e-010 5.54623145686637e-010] | [78115.49142135637000 78115.49142135637000 78115.49142135637000] | Yg | [0.0294736256520594 0.0294736256520594 0.0294736256520594] | [0.002278514968681641 0.002278514968681641 0.002278514968681641] | [6350.852961085884000 6350.852961085884000 6350.852961085884000] | [174240000 174240000 174240000] | [554623.1456866369 554623.1456866369 554623.1456866369] | [0 0 0 0] | [0 0 0 0] | [0 0 0 0] | [0 0 0 0] | [0 0 0 0] | [0 0 0 0] | 76210.2355330306 | 6350.852961085884 | 33333333.33333333 | 50
xf_1447_to_1632_1 | 0.0 | Yg | [1.7424e-007 1.7424e-007 1.7424e-007] | [5.54623145686637e-010 5.54623145686637e-010 5.54623145686637e-010] | [77162.86347719347000 77162.86347719347000 77162.86347719347000] | Yg | [0.02953007803974782 0.02953007803974782 0.02953007803974782] | [0.002457300711092596 0.002457300711092596 0.002457300711092596] | [6350.852961085884000 6350.852961085884000 6350.852961085884000] | [174240000 174240000 174240000] | [554623.1456866369 554623.1456866369 554623.1456866369] | [0 0 0 0] | [0 0 0 0] | [0 0 0 0] | [0 0 0 0] | [0 0 0 0] | [0 0 0 0] | 76210.2355330306 | 6350.852961085884 | 33333333.33333333 | 50
xf_1449_to_1633_1 | 0.0 | Yg | [1.7424e-007 1.7424e-007 1.7424e-007] | [5.54623145686637e-010 5.54623145686637e-010 5.54623145686637e-010] | [77162.86347719347000 77162.86347719347000 77162.86347719347000] | Yg | [0.08657709615732925 0.08657709615732925 0.08657709615732925] | [0.01318645243012294 0.01318645243012294 0.01318645243012294] | [38105.1177665153000 38105.1177665153000 38105.1177665153000] | [174240000 174240000 174240000] | [554623.1456866369 554623.1456866369 554623.1456866369] | [0 0 0 0] | [0 0 0 0] | [0 0 0 0] | [0 0 0 0] | [0 0 0 0] | [0 0 0 0] | 76210.2355330306 | 38105.1177665153 | 33333333.33333333 | 50
xf_1449_to_1633_2 | 0.0 | Yg | [1.7424e-007 1.7424e-007 1.7424e-007] | [5.54623145686637e-010 5.54623145686637e-010 5.54623145686637e-010] | [77162.86347719347000 77162.86347719347000 77162.86347719347000] | Yg | [0.08519401836579324 0.08519401836579324 0.08519401836579324] | [0.01356935839255463 0.01356935839255463 0.01356935839255463] | [38105.1177665153000 38105.1177665153000 38105.1177665153000] | [174240000 174240000 174240000] | [554623.1456866369 554623.1456866369 554623.1456866369] | [0 0 0 0] | [0 0 0 0] | [0 0 0 0] | [0 0 0 0] | [0 0 0 0] | [0 0 0 0] | 76210.2355330306 | 38105.1177665153 | 33333333.33333333 | 50
xf_1458_to_1636_1 | 0.0 | Yg | [1.7424e-007 1.7424e-007 1.7424e-007] | [5.54623145686637e-010 5.54623145686637e-010 5.54623145686637e-010] | [76210.2355330306000 76210.2355330306000 76210.2355330306000] | Yg | [0.01828151975123764 0.01828151975123764 0.01828151975123764] | [0.002820087270290964 0.002820087270290964 0.002820087270290964] | [6350.852961085884000 6350.852961085884000 6350.852961085884000] | [174240000 174240000 174240000] | [554623.1456866369 554623.1456866369 554623.1456866369] | [0 0 0 0] | [0 0 0 0] | [0 0 0 0] | [0 0 0 0] | [0 0 0 0] | [0 0 0 0] | 76210.2355330306 | 6350.852961085884 | 33333333.33333333 | 50
xf_1458_to_1636_2 | 0.0 | Yg | [1.7424e-007 1.7424e-007 1.7424e-007] | [5.54623145686637e-010 5.54623145686637e-010 5.54623145686637e-010] | [76210.2355330306000 76210.2355330306000 76210.2355330306000] | Yg | [0.01796715711683781 0.01796715711683781 0.01796715711683781] | [0.003016925728442761 0.003016925728442761 0.003016925728442761] | [6350.852961085884000 6350.852961085884000 6350.852961085884000] | [174240000 174240000 174240000] | [554623.1456866369 554623.1456866369 554623.1456866369] | [0 0 0 0] | [0 0 0 0] | [0 0 0 0] | [0 0 0 0] | [0 0 0 0] | [0 0 0 0] | 76210.2355330306 | 6350.852961085884 | 33333333.33333333 | 50
xf_1460_to_1553_1 | 0.0 | Yg | [1.7424e-007 1.7424e-007 1.7424e-007] | [5.54623145686637e-010 5.54623145686637e-010 5.54623145686637e-010] | [76210.2355330306000 76210.2355330306000 76210.2355330306000] | Yg | [0.02665152732326854 0.02665152732326854 0.02665152732326854] | [0.002678665596023418 0.002678665596023418 0.002678665596023418] | [6350.852961085884000 6350.852961085884000 6350.852961085884000] | [174240000 174240000 174240000] | [554623.1456866369 554623.1456866369 554623.1456866369] | [0 0 0 0] | [0 0 0 0] | [0 0 0 0] | [0 0 0 0] | [0 0 0 0] | [0 0 0 0] | 76210.2355330306 | 6350.852961085884 | 33333333.33333333 | 50
xf_1460_to_1553_4 | 0.0 | Yg | [1.7424e-007 1.7424e-007 1.7424e-007] | [5.54623145686637e-010 5.54623145686637e-010 5.54623145686637e-010] | [76210.2355330306000 76210.2355330306000 76210.2355330306000] | Yg | [0.01820066505882108 0.01820066505882108 0.01820066505882108] | [0.002949167658733699 0.002949167658733699 0.002949167658733699] | [6350.852961085884000 6350.852961085884000 6350.852961085884000] | [174240000 174240000 174240000] | [554623.1456866369 554623.1456866369 554623.1456866369] | [0 0 0 0] | [0 0 0 0] | [0 0 0 0] | [0 0 0 0] | [0 0 0 0] | [0 0 0 0] | 76210.2355330306 | 6350.852961085884 | 33333333.33333333 | 50
xf_1461_to_1553_2 | 0.0 | Yg | [1.7424e-007 1.7424e-007 1.7424e-007] | [5.54623145686637e-010 5.54623145686637e-010 5.54623145686637e-010] | [76210.2355330306000 76210.2355330306000 76210.2355330306000] | Yg | [0.02263724033836664 0.02263724033836664 0.02263724033836664] | [0.003201507847290673 0.003201507847290673 0.003201507847290673] | [6350.852961085884000 6350.852961085884000 6350.852961085884000] | [174240000 174240000 174240000] | [554623.1456866369 554623.1456866369 554623.1456866369] | [0 0 0 0] | [0 0 0 0] | [0 0 0 0] | [0 0 0 0] | [0 0 0 0] | [0 0 0 0] | 76210.2355330306 | 6350.852961085884 | 33333333.33333333 | 50
xf_1461_to_1553_3 | 0.0 | Yg | [1.7424e-007 1.7424e-007 1.7424e-007] | [5.54623145686637e-010 5.54623145686637e-010 5.54623145686637e-010] | [76210.2355330306000 76210.2355330306000 76210.2355330306000] | Yg | [0.0246457631122149 0.0246457631122149 0.0246457631122149] | [0.003008856867534795 0.003008856867534795 0.003008856867534795] | [6350.852961085884000 6350.852961085884000 6350.852961085884000] | [174240000 174240000 174240000] | [554623.1456866369 554623.1456866369 554623.1456866369] | [0 0 0 0] | [0 0 0 0] | [0 0 0 0] | [0 0 0 0] | [0 0 0 0] | [0 0 0 0] | 76210.2355330306 | 6350.852961085884 | 33333333.33333333 | 50
xf_1472_to_1058_1 | 0.0 | Yg | [1.7424e-007 1.7424e-007 1.7424e-007] | [5.54623145686637e-010 5.54623145686637e-010 5.54623145686637e-010] | [78115.49142135637000 78115.49142135637000 78115.49142135637000] | Yg | [0.002272301601628075 0.002272301601628075 0.002272301601628075] | [0.0004907770243296232 0.0004907770243296232 0.0004907770243296232] | [12124.35565298214000 12124.35565298214000 12124.35565298214000] | [174240000 174240000 174240000] | [554623.1456866369 554623.1456866369 554623.1456866369] | [0 0 0 0] | [0 0 0 0] | [0 0 0 0] | [0 0 0 0] | [0 0 0 0] | [0 0 0 0] | 76210.2355330306 | 12124.35565298214 | 33333333.33333333 | 50
xf_1473_to_1638_3 | 0.0 | Yg | [1.7424e-007 1.7424e-007 1.7424e-007] | [5.54623145686637e-010 5.54623145686637e-010 5.54623145686637e-010] | [72399.72375637907000 72399.72375637907000 72399.72375637907000] | Yg | [0 0 0] | [0.02682468610318729 0.02682468610318729 0.02682468610318729] | [38105.1177665153000 38105.1177665153000 38105.1177665153000] | [174240000 174240000 174240000] | [554623.1456866369 554623.1456866369 554623.1456866369] | [0 0 0 0] | [0 0 0 0] | [0 0 0 0] | [0 0 0 0] | [0 0 0 0] | [0 0 0 0] | 76210.2355330306 | 38105.1177665153 | 33333333.33333333 | 50
xf_1473_to_1638_4 | 0.0 | Yg | [1.7424e-007 1.7424e-007 1.7424e-007] | [5.54623145686637e-010 5.54623145686637e-010 5.54623145686637e-010] | [72399.72375637907000 72399.72375637907000 72399.72375637907000] | Yg | [0 0 0] | [0.02834351064704014 0.02834351064704014 0.02834351064704014] | [38105.1177665153000 38105.1177665153000 38105.1177665153000] | [174240000 174240000 174240000] | [554623.1456866369 554623.1456866369 554623.1456866369] | [0 0 0 0] | [0 0 0 0] | [0 0 0 0] | [0 0 0 0] | [0 0 0 0] | [0 0 0 0] | 76210.2355330306 | 38105.1177665153 | 33333333.33333333 | 50
xf_1473_to_1639_1 | 0.0 | Yg | [1.7424e-007 1.7424e-007 1.7424e-007] | [5.54623145686637e-010 5.54623145686637e-010 5.54623145686637e-010] | [71447.09581221618000 71447.09581221618000 71447.09581221618000] | Yg | [0.1531930904942311 0.1531930904942311 0.1531930904942311] | [0.01147968606388851 0.01147968606388851 0.01147968606388851] | [19052.55888325765000 19052.55888325765000 19052.55888325765000] | [174240000 174240000 174240000] | [554623.1456866369 554623.1456866369 554623.1456866369] | [0 0 0 0] | [0 0 0 0] | [0 0 0 0] | [0 0 0 0] | [0 0 0 0] | [0 0 0 0] | 76210.2355330306 | 19052.55888325765 | 33333333.33333333 | 50
xf_1473_to_1639_2 | 0.0 | Yg | [1.7424e-007 1.7424e-007 1.7424e-007] | [5.54623145686637e-010 5.54623145686637e-010 5.54623145686637e-010] | [71447.09581221618000 71447.09581221618000 71447.09581221618000] | Yg | [0.1836995870223081 0.1836995870223081 0.1836995870223081] | [0.01087458875847522 0.01087458875847522 0.01087458875847522] | [19052.55888325765000 19052.55888325765000 19052.55888325765000] | [174240000 174240000 174240000] | [554623.1456866369 554623.1456866369 554623.1456866369] | [0 0 0 0] | [0 0 0 0] | [0 0 0 0] | [0 0 0 0] | [0 0 0 0] | [0 0 0 0] | 76210.2355330306 | 19052.55888325765 | 33333333.33333333 | 50
xf_1478_to_1640_1 | 0.0 | Yg | [1.7424e-007 1.7424e-007 1.7424e-007] | [5.54623145686637e-010 5.54623145686637e-010 5.54623145686637e-010] | [76210.2355330306000 76210.2355330306000 76210.2355330306000] | Yg | [0.01590362874238567 0.01590362874238567 0.01590362874238567] | [0.002681273405017966 0.002681273405017966 0.002681273405017966] | [6350.852961085884000 6350.852961085884000 6350.852961085884000] | [174240000 174240000 174240000] | [554623.1456866369 554623.1456866369 554623.1456866369] | [0 0 0 0] | [0 0 0 0] | [0 0 0 0] | [0 0 0 0] | [0 0 0 0] | [0 0 0 0] | 76210.2355330306 | 6350.852961085884 | 33333333.33333333 | 50
xf_1478_to_1640_2 | 0.0 | Yg | [1.7424e-007 1.7424e-007 1.7424e-007] | [5.54623145686637e-010 5.54623145686637e-010 5.54623145686637e-010] | [76210.2355330306000 76210.2355330306000 76210.2355330306000] | Yg | [0.01589995671342359 0.01589995671342359 0.01589995671342359] | [0.002685651533695396 0.002685651533695396 0.002685651533695396] | [6350.852961085884000 6350.852961085884000 6350.852961085884000] | [174240000 174240000 174240000] | [554623.1456866369 554623.1456866369 554623.1456866369] | [0 0 0 0] | [0 0 0 0] | [0 0 0 0] | [0 0 0 0] | [0 0 0 0] | [0 0 0 0] | 76210.2355330306 | 6350.852961085884 | 33333333.33333333 | 50
xf_1479_to_1645_1 | 0.0 | Yg | [1.7424e-007 1.7424e-007 1.7424e-007] | [5.54623145686637e-010 5.54623145686637e-010 5.54623145686637e-010] | [75257.60758886771000 75257.60758886771000 75257.60758886771000] | Yg | [0.2497893417890759 0.2497893417890759 0.2497893417890759] | [0.02641419805386907 0.02641419805386907 0.02641419805386907] | [38105.1177665153000 38105.1177665153000 38105.1177665153000] | [174240000 174240000 174240000] | [554623.1456866369 554623.1456866369 554623.1456866369] | [0 0 0 0] | [0 0 0 0] | [0 0 0 0] | [0 0 0 0] | [0 0 0 0] | [0 0 0 0] | 76210.2355330306 | 38105.1177665153 | 33333333.33333333 | 50
xf_1480_to_1069_1 | 0.0 | Yg | [1.7424e-007 1.7424e-007 1.7424e-007] | [5.54623145686637e-010 5.54623145686637e-010 5.54623145686637e-010] | [76210.2355330306000 76210.2355330306000 76210.2355330306000] | Yg | [0 0 0] | [0.0007030471044604582 0.0007030471044604582 0.0007030471044604582] | [9093.266739736606000 9093.266739736606000 9093.266739736606000] | [174240000 174240000 174240000] | [554623.1456866369 554623.1456866369 554623.1456866369] | [0 0 0 0] | [0 0 0 0] | [0 0 0 0] | [0 0 0 0] | [0 0 0 0] | [0 0 0 0] | 76210.2355330306 | 9093.266739736606 | 33333333.33333333 | 50
xf_1480_to_1070_2 | 0.0 | Yg | [1.7424e-007 1.7424e-007 1.7424e-007] | [5.54623145686637e-010 5.54623145686637e-010 5.54623145686637e-010] | [76210.2355330306000 76210.2355330306000 76210.2355330306000] | Yg | [0 0 0] | [0.0007392924706362384 0.0007392924706362384 0.0007392924706362384] | [9093.266739736606000 9093.266739736606000 9093.266739736606000] | [174240000 174240000 174240000] | [554623.1456866369 554623.1456866369 554623.1456866369] | [0 0 0 0] | [0 0 0 0] | [0 0 0 0] | [0 0 0 0] | [0 0 0 0] | [0 0 0 0] | 76210.2355330306 | 9093.266739736606 | 33333333.33333333 | 50
xf_1480_to_1071_3 | 0.0 | Yg | [1.7424e-007 1.7424e-007 1.7424e-007] | [5.54623145686637e-010 5.54623145686637e-010 5.54623145686637e-010] | [76210.2355330306000 76210.2355330306000 76210.2355330306000] | Yg | [0 0 0] | [0.0006985828819037479 0.0006985828819037479 0.0006985828819037479] | [9093.266739736606000 9093.266739736606000 9093.266739736606000] | [174240000 174240000 174240000] | [554623.1456866369 554623.1456866369 554623.1456866369] | [0 0 0 0] | [0 0 0 0] | [0 0 0 0] | [0 0 0 0] | [0 0 0 0] | [0 0 0 0] | 76210.2355330306 | 9093.266739736606 | 33333333.33333333 | 50
xf_1480_to_1072_4 | 0.0 | Yg | [1.7424e-007 1.7424e-007 1.7424e-007] | [5.54623145686637e-010 5.54623145686637e-010 5.54623145686637e-010] | [76210.2355330306000 76210.2355330306000 76210.2355330306000] | Yg | [0 0 0] | [0.0007407915438244733 0.0007407915438244733 0.0007407915438244733] | [9093.266739736606000 9093.266739736606000 9093.266739736606000] | [174240000 174240000 174240000] | [554623.1456866369 554623.1456866369 554623.1456866369] | [0 0 0 0] | [0 0 0 0] | [0 0 0 0] | [0 0 0 0] | [0 0 0 0] | [0 0 0 0] | 76210.2355330306 | 9093.266739736606 | 33333333.33333333 | 50
xf_1481_to_1482_1 | 0.0 | Yg | [1.7424e-007 1.7424e-007 1.7424e-007] | [5.54623145686637e-010 5.54623145686637e-010 5.54623145686637e-010] | [77162.86347719347000 77162.86347719347000 77162.86347719347000] | Yg | [0.07839837110888451 0.07839837110888451 0.07839837110888451] | [0.01390653417249188 0.01390653417249188 0.01390653417249188] | [38105.1177665153000 38105.1177665153000 38105.1177665153000] | [174240000 174240000 174240000] | [554623.1456866369 554623.1456866369 554623.1456866369] | [0 0 0 0] | [0 0 0 0] | [0 0 0 0] | [0 0 0 0] | [0 0 0 0] | [0 0 0 0] | 76210.2355330306 | 38105.1177665153 | 33333333.33333333 | 50
xf_1481_to_1482_2 | 0.0 | Yg | [1.7424e-007 1.7424e-007 1.7424e-007] | [5.54623145686637e-010 5.54623145686637e-010 5.54623145686637e-010] | [77162.86347719347000 77162.86347719347000 77162.86347719347000] | Yg | [0.08016878374175136 0.08016878374175136 0.08016878374175136] | [0.01351408422509996 0.01351408422509996 0.01351408422509996] | [38105.1177665153000 38105.1177665153000 38105.1177665153000] | [174240000 174240000 174240000] | [554623.1456866369 554623.1456866369 554623.1456866369] | [0 0 0 0] | [0 0 0 0] | [0 0 0 0] | [0 0 0 0] | [0 0 0 0] | [0 0 0 0] | 76210.2355330306 | 38105.1177665153 | 33333333.33333333 | 50
xf_1483_to_1590_1 | 0.0 | Yg | [1.7424e-007 1.7424e-007 1.7424e-007] | [5.54623145686637e-010 5.54623145686637e-010 5.54623145686637e-010] | [76210.2355330306000 76210.2355330306000 76210.2355330306000] | Yg | [0 0 0] | [0.02298460807957181 0.02298460807957181 0.02298460807957181] | [38105.1177665153000 38105.1177665153000 38105.1177665153000] | [174240000 174240000 174240000] | [554623.1456866369 554623.1456866369 554623.1456866369] | [0 0 0 0] | [0 0 0 0] | [0 0 0 0] | [0 0 0 0] | [0 0 0 0] | [0 0 0 0] | 76210.2355330306 | 38105.1177665153 | 33333333.33333333 | 50
xf_1483_to_1590_2 | 0.0 | Yg | [1.7424e-007 1.7424e-007 1.7424e-007] | [5.54623145686637e-010 5.54623145686637e-010 5.54623145686637e-010] | [76210.2355330306000 76210.2355330306000 76210.2355330306000] | Yg | [0 0 0] | [0.02154339240617358 0.02154339240617358 0.02154339240617358] | [38105.1177665153000 38105.1177665153000 38105.1177665153000] | [174240000 174240000 174240000] | [554623.1456866369 554623.1456866369 554623.1456866369] | [0 0 0 0] | [0 0 0 0] | [0 0 0 0] | [0 0 0 0] | [0 0 0 0] | [0 0 0 0] | 76210.2355330306 | 38105.1177665153 | 33333333.33333333 | 50
xf_1489_to_1558_1 | 0.0 | Yg | [1.7424e-007 1.7424e-007 1.7424e-007] | [5.54623145686637e-010 5.54623145686637e-010 5.54623145686637e-010] | [76210.2355330306000 76210.2355330306000 76210.2355330306000] | Yg | [0.01517481221055421 0.01517481221055421 0.01517481221055421] | [0.002889791130486155 0.002889791130486155 0.002889791130486155] | [6350.852961085884000 6350.852961085884000 6350.852961085884000] | [174240000 174240000 174240000] | [554623.1456866369 554623.1456866369 554623.1456866369] | [0 0 0 0] | [0 0 0 0] | [0 0 0 0] | [0 0 0 0] | [0 0 0 0] | [0 0 0 0] | 76210.2355330306 | 6350.852961085884 | 33333333.33333333 | 50
xf_1489_to_1558_2 | 0.0 | Yg | [1.7424e-007 1.7424e-007 1.7424e-007] | [5.54623145686637e-010 5.54623145686637e-010 5.54623145686637e-010] | [76210.2355330306000 76210.2355330306000 76210.2355330306000] | Yg | [0.01517579972643452 0.01517579972643452 0.01517579972643452] | [0.00287375994055683 0.00287375994055683 0.00287375994055683] | [6350.852961085884000 6350.852961085884000 6350.852961085884000] | [174240000 174240000 174240000] | [554623.1456866369 554623.1456866369 554623.1456866369] | [0 0 0 0] | [0 0 0 0] | [0 0 0 0] | [0 0 0 0] | [0 0 0 0] | [0 0 0 0] | 76210.2355330306 | 6350.852961085884 | 33333333.33333333 | 50
xf_1493_to_1647_2 | 0.0 | Yg | [1.7424e-007 1.7424e-007 1.7424e-007] | [5.54623145686637e-010 5.54623145686637e-010 5.54623145686637e-010] | [76210.2355330306000 76210.2355330306000 76210.2355330306000] | Yg | [0 0 0] | [0.002580375955206762 0.002580375955206762 0.002580375955206762] | [6350.852961085884000 6350.852961085884000 6350.852961085884000] | [174240000 174240000 174240000] | [554623.1456866369 554623.1456866369 554623.1456866369] | [0 0 0 0] | [0 0 0 0] | [0 0 0 0] | [0 0 0 0] | [0 0 0 0] | [0 0 0 0] | 76210.2355330306 | 6350.852961085884 | 33333333.33333333 | 50
xf_1494_to_1647_1 | 0.0 | Yg | [1.7424e-007 1.7424e-007 1.7424e-007] | [5.54623145686637e-010 5.54623145686637e-010 5.54623145686637e-010] | [76210.2355330306000 76210.2355330306000 76210.2355330306000] | Yg | [0 0 0] | [0.002493749849335015 0.002493749849335015 0.002493749849335015] | [6350.852961085884000 6350.852961085884000 6350.852961085884000] | [174240000 174240000 174240000] | [554623.1456866369 554623.1456866369 554623.1456866369] | [0 0 0 0] | [0 0 0 0] | [0 0 0 0] | [0 0 0 0] | [0 0 0 0] | [0 0 0 0] | 76210.2355330306 | 6350.852961085884 | 33333333.33333333 | 50
xf_1495_to_1652_1 | 0.0 | Yg | [1.7424e-007 1.7424e-007 1.7424e-007] | [5.54623145686637e-010 5.54623145686637e-010 5.54623145686637e-010] | [76210.2355330306000 76210.2355330306000 76210.2355330306000] | Yg | [0.03369681326113718 0.03369681326113718 0.03369681326113718] | [0.005640116822305275 0.005640116822305275 0.005640116822305275] | [19052.55888325765000 19052.55888325765000 19052.55888325765000] | [174240000 174240000 174240000] | [554623.1456866369 554623.1456866369 554623.1456866369] | [0 0 0 0] | [0 0 0 0] | [0 0 0 0] | [0 0 0 0] | [0 0 0 0] | [0 0 0 0] | 76210.2355330306 | 19052.55888325765 | 33333333.33333333 | 50
xf_1495_to_1653_2 | 0.0 | Yg | [1.7424e-007 1.7424e-007 1.7424e-007] | [5.54623145686637e-010 5.54623145686637e-010 5.54623145686637e-010] | [76210.2355330306000 76210.2355330306000 76210.2355330306000] | Yg | [0.003707527641060874 0.003707527641060874 0.003707527641060874] | [0.0006096585982530706 0.0006096585982530706 0.0006096585982530706] | [6350.852961085884000 6350.852961085884000 6350.852961085884000] | [174240000 174240000 174240000] | [554623.1456866369 554623.1456866369 554623.1456866369] | [0 0 0 0] | [0 0 0 0] | [0 0 0 0] | [0 0 0 0] | [0 0 0 0] | [0 0 0 0] | 76210.2355330306 | 6350.852961085884 | 33333333.33333333 | 50
xf_1495_to_1653_3 | 0.0 | Yg | [1.7424e-007 1.7424e-007 1.7424e-007] | [5.54623145686637e-010 5.54623145686637e-010 5.54623145686637e-010] | [76210.2355330306000 76210.2355330306000 76210.2355330306000] | Yg | [0.003663926782314919 0.003663926782314919 0.003663926782314919] | [0.000590545480173011 0.000590545480173011 0.000590545480173011] | [6350.852961085884000 6350.852961085884000 6350.852961085884000] | [174240000 174240000 174240000] | [554623.1456866369 554623.1456866369 554623.1456866369] | [0 0 0 0] | [0 0 0 0] | [0 0 0 0] | [0 0 0 0] | [0 0 0 0] | [0 0 0 0] | 76210.2355330306 | 6350.852961085884 | 33333333.33333333 | 50
xf_1496_to_1649_1 | 0.0 | Yg | [1.7424e-007 1.7424e-007 1.7424e-007] | [5.54623145686637e-010 5.54623145686637e-010 5.54623145686637e-010] | [76210.2355330306000 76210.2355330306000 76210.2355330306000] | Yg | [0.0213242446493357 0.0213242446493357 0.0213242446493357] | [0.0026543239145802 0.0026543239145802 0.0026543239145802] | [6350.852961085884000 6350.852961085884000 6350.852961085884000] | [174240000 174240000 174240000] | [554623.1456866369 554623.1456866369 554623.1456866369] | [0 0 0 0] | [0 0 0 0] | [0 0 0 0] | [0 0 0 0] | [0 0 0 0] | [0 0 0 0] | 76210.2355330306 | 6350.852961085884 | 33333333.33333333 | 50
xf_1496_to_1649_2 | 0.0 | Yg | [1.7424e-007 1.7424e-007 1.7424e-007] | [5.54623145686637e-010 5.54623145686637e-010 5.54623145686637e-010] | [76210.2355330306000 76210.2355330306000 76210.2355330306000] | Yg | [0.02207189470087992 0.02207189470087992 0.02207189470087992] | [0.002716718106421378 0.002716718106421378 0.002716718106421378] | [6350.852961085884000 6350.852961085884000 6350.852961085884000] | [174240000 174240000 174240000] | [554623.1456866369 554623.1456866369 554623.1456866369] | [0 0 0 0] | [0 0 0 0] | [0 0 0 0] | [0 0 0 0] | [0 0 0 0] | [0 0 0 0] | 76210.2355330306 | 6350.852961085884 | 33333333.33333333 | 50
xf_1497_to_1650_1 | 0.0 | Yg | [1.7424e-007 1.7424e-007 1.7424e-007] | [5.54623145686637e-010 5.54623145686637e-010 5.54623145686637e-010] | [76210.2355330306000 76210.2355330306000 76210.2355330306000] | Yg | [0.0469674074473444 0.0469674074473444 0.0469674074473444] | [0.008087416840844186 0.008087416840844186 0.008087416840844186] | [19052.55888325765000 19052.55888325765000 19052.55888325765000] | [174240000 174240000 174240000] | [554623.1456866369 554623.1456866369 554623.1456866369] | [0 0 0 0] | [0 0 0 0] | [0 0 0 0] | [0 0 0 0] | [0 0 0 0] | [0 0 0 0] | 76210.2355330306 | 19052.55888325765 | 33333333.33333333 | 50
xf_1497_to_1650_2 | 0.0 | Yg | [1.7424e-007 1.7424e-007 1.7424e-007] | [5.54623145686637e-010 5.54623145686637e-010 5.54623145686637e-010] | [76210.2355330306000 76210.2355330306000 76210.2355330306000] | Yg | [0.04674508875026219 0.04674508875026219 0.04674508875026219] | [0.008211885201168721 0.008211885201168721 0.008211885201168721] | [19052.55888325765000 19052.55888325765000 19052.55888325765000] | [174240000 174240000 174240000] | [554623.1456866369 554623.1456866369 554623.1456866369] | [0 0 0 0] | [0 0 0 0] | [0 0 0 0] | [0 0 0 0] | [0 0 0 0] | [0 0 0 0] | 76210.2355330306 | 19052.55888325765 | 33333333.33333333 | 50
xf_1520_to_1001_2 | 0.0 | Yg | [1.210000000000001e-009 1.210000000000001e-009 1.210000000000001e-009] | [3.851549622823869e-012 3.851549622823869e-012 3.851549622823869e-012] | [6350.852961085884000 6350.852961085884000 6350.852961085884000] | Yg | [7.097998364633802e-005 7.097998364633802e-005 7.097998364633802e-005] | [2.335272109301574e-006 2.335272109301574e-006 2.335272109301574e-006] | [317.5426480542942000 317.5426480542942000 317.5426480542942000] | [1210000 1210000 1210000] | [3851.549622823869 3851.549622823869 3851.549622823869] | [0 0 0 0] | [0 0 0 0] | [0 0 0 0] | [0 0 0 0] | [0 0 0 0] | [0 0 0 0] | 6350.852961085884 | 317.5426480542942 | 33333333.33333333 | 50
xf_1521_to_1000_1 | 0.0 | Yg | [1.210000000000001e-009 1.210000000000001e-009 1.210000000000001e-009] | [3.851549622823869e-012 3.851549622823869e-012 3.851549622823869e-012] | [6350.852961085884000 6350.852961085884000 6350.852961085884000] | Yg | [7.369691592619294e-005 7.369691592619294e-005 7.369691592619294e-005] | [2.402503615880165e-006 2.402503615880165e-006 2.402503615880165e-006] | [317.5426480542942000 317.5426480542942000 317.5426480542942000] | [1210000 1210000 1210000] | [3851.549622823869 3851.549622823869 3851.549622823869] | [0 0 0 0] | [0 0 0 0] | [0 0 0 0] | [0 0 0 0] | [0 0 0 0] | [0 0 0 0] | 6350.852961085884 | 317.5426480542942 | 33333333.33333333 | 50
xf_1528_to_1610_3 | 0.0 | Yg | [1.7424e-007 1.7424e-007 1.7424e-007] | [5.54623145686637e-010 5.54623145686637e-010 5.54623145686637e-010] | [76210.2355330306000 76210.2355330306000 76210.2355330306000] | Yg | [0 0 0] | [0.005960316151146371 0.005960316151146371 0.005960316151146371] | [19052.55888325765000 19052.55888325765000 19052.55888325765000] | [174240000 174240000 174240000] | [554623.1456866369 554623.1456866369 554623.1456866369] | [0 0 0 0] | [0 0 0 0] | [0 0 0 0] | [0 0 0 0] | [0 0 0 0] | [0 0 0 0] | 76210.2355330306 | 19052.55888325765 | 33333333.33333333 | 50
xf_1529_to_1610_1 | 0.0 | Yg | [1.7424e-007 1.7424e-007 1.7424e-007] | [5.54623145686637e-010 5.54623145686637e-010 5.54623145686637e-010] | [76210.2355330306000 76210.2355330306000 76210.2355330306000] | Yg | [0.02611757938782046 0.02611757938782046 0.02611757938782046] | [0.005710628924451767 0.005710628924451767 0.005710628924451767] | [19052.55888325765000 19052.55888325765000 19052.55888325765000] | [174240000 174240000 174240000] | [554623.1456866369 554623.1456866369 554623.1456866369] | [0 0 0 0] | [0 0 0 0] | [0 0 0 0] | [0 0 0 0] | [0 0 0 0] | [0 0 0 0] | 76210.2355330306 | 19052.55888325765 | 33333333.33333333 | 50
xf_1530_to_1610_2 | 0.0 | Yg | [1.7424e-007 1.7424e-007 1.7424e-007] | [5.54623145686637e-010 5.54623145686637e-010 5.54623145686637e-010] | [76210.2355330306000 76210.2355330306000 76210.2355330306000] | Yg | [0.101177145324579 0.101177145324579 0.101177145324579] | [0.009791813474510372 0.009791813474510372 0.009791813474510372] | [19052.55888325765000 19052.55888325765000 19052.55888325765000] | [174240000 174240000 174240000] | [554623.1456866369 554623.1456866369 554623.1456866369] | [0 0 0 0] | [0 0 0 0] | [0 0 0 0] | [0 0 0 0] | [0 0 0 0] | [0 0 0 0] | 76210.2355330306 | 19052.55888325765 | 33333333.33333333 | 50
xf_1554_to_1582_1 | 0.0 | Yg | [4.356000000000001e-008 4.356000000000001e-008 4.356000000000001e-008] | [1.386557864216592e-010 1.386557864216592e-010 1.386557864216592e-010] | [37628.80379443386000 37628.80379443386000 37628.80379443386000] | Yg | [0.03075423787260522 0.03075423787260522 0.03075423787260522] | [0.003071592505670704 0.003071592505670704 0.003071592505670704] | [12701.70592217177000 12701.70592217177000 12701.70592217177000] | [43560000 43560000 43560000] | [138655.7864216592 138655.7864216592 138655.7864216592] | [0 0 0 0] | [0 0 0 0] | [0 0 0 0] | [0 0 0 0] | [0 0 0 0] | [0 0 0 0] | 38105.1177665153 | 12701.70592217177 | 33333333.33333333 | 50
xf_1562_to_1563_1 | 0.0 | Yg | [1.7424e-007 1.7424e-007 1.7424e-007] | [5.54623145686637e-010 5.54623145686637e-010 5.54623145686637e-010] | [76210.2355330306000 76210.2355330306000 76210.2355330306000] | Yg | [0.07949246749525614 0.07949246749525614 0.07949246749525614] | [0.008621898643427165 0.008621898643427165 0.008621898643427165] | [19052.55888325765000 19052.55888325765000 19052.55888325765000] | [174240000 174240000 174240000] | [554623.1456866369 554623.1456866369 554623.1456866369] | [0 0 0 0] | [0 0 0 0] | [0 0 0 0] | [0 0 0 0] | [0 0 0 0] | [0 0 0 0] | 76210.2355330306 | 19052.55888325765 | 33333333.33333333 | 50
xf_1569_to_1221_1 | 0.0 | Yg | [1.089e-006 1.089e-006 1.089e-006] | [3.466394660541481e-009 3.466394660541481e-009 3.466394660541481e-009] | [194336.1006092281000 194336.1006092281000 194336.1006092281000] | Yg | [0.07771558596684386 0.07771558596684386 0.07771558596684386] | [0.02430405677005981 0.02430405677005981 0.02430405677005981] | [80020.74730968214000 80020.74730968214000 80020.74730968214000] | [1089000000 1089000000 1089000000] | [3466394.660541481 3466394.660541481 3466394.660541481] | [0 0 0 0] | [0 0 0 0] | [0 0 0 0] | [0 0 0 0] | [0 0 0 0] | [0 0 0 0] | 190525.5888325765 | 76210.2355330306 | 33333333.33333333 | 50
xf_1569_to_1541_1 | 0.0 | Yg | [1.089e-006 1.089e-006 1.089e-006] | [3.466394660541481e-009 3.466394660541481e-009 3.466394660541481e-009] | [209578.1477158342000 209578.1477158342000 209578.1477158342000] | Yg | [0.1713846723193377 0.1713846723193377 0.1713846723193377] | [0.02479417020122601 0.02479417020122601 0.02479417020122601] | [80020.74730968214000 80020.74730968214000 80020.74730968214000] | [1089000000 1089000000 1089000000] | [3466394.660541481 3466394.660541481 3466394.660541481] | [0 0 0 0] | [0 0 0 0] | [0 0 0 0] | [0 0 0 0] | [0 0 0 0] | [0 0 0 0] | 190525.5888325765 | 76210.2355330306 | 33333333.33333333 | 50
xf_1602_to_1088_1 | 0.0 | Yg | [1.089e-008 1.089e-008 1.089e-008] | [3.466394660541481e-011 3.466394660541481e-011 3.466394660541481e-011] | [18552.42921257214000 18552.42921257214000 18552.42921257214000] | Yg | [0 0 0] | [0.001428434389085067 0.001428434389085067 0.001428434389085067] | [6350.852961085884000 6350.852961085884000 6350.852961085884000] | [10890000 10890000 10890000] | [34663.94660541481 34663.94660541481 34663.94660541481] | [0 0 0 0] | [0 0 0 0] | [0 0 0 0] | [0 0 0 0] | [0 0 0 0] | [0 0 0 0] | 19052.55888325765 | 6639.528095680696 | 33333333.33333333 | 50
xf_1602_to_1089_2 | 0.0 | Yg | [1.089e-008 1.089e-008 1.089e-008] | [3.466394660541481e-011 3.466394660541481e-011 3.466394660541481e-011] | [18552.42921257214000 18552.42921257214000 18552.42921257214000] | Yg | [0 0 0] | [0.001431682936246493 0.001431682936246493 0.001431682936246493] | [6350.852961085884000 6350.852961085884000 6350.852961085884000] | [10890000 10890000 10890000] | [34663.94660541481 34663.94660541481 34663.94660541481] | [0 0 0 0] | [0 0 0 0] | [0 0 0 0] | [0 0 0 0] | [0 0 0 0] | [0 0 0 0] | 19052.55888325765 | 6639.528095680696 | 33333333.33333333 | 50
xf_1608_to_1015_1 | 0.0 | Yg | [1.089e-008 1.089e-008 1.089e-008] | [3.466394660541481e-011 3.466394660541481e-011 3.466394660541481e-011] | [18099.93093909477000 18099.93093909477000 18099.93093909477000] | Yg | [3.820049054771227e-005 3.820049054771227e-005 3.820049054771227e-005] | [1.285427039821063e-006 1.285427039821063e-006 1.285427039821063e-006] | [398.3716857408418000 398.3716857408418000 398.3716857408418000] | [10890000 10890000 10890000] | [34663.94660541481 34663.94660541481 34663.94660541481] | [0 0 0 0] | [0 0 0 0] | [0 0 0 0] | [0 0 0 0] | [0 0 0 0] | [0 0 0 0] | 19052.55888325765 | 398.3716857408418 | 33333333.33333333 | 50
xf_1609_to_1016_2 | 0.0 | Yg | [1.089e-008 1.089e-008 1.089e-008] | [3.466394660541481e-011 3.466394660541481e-011 3.466394660541481e-011] | [18099.93093909477000 18099.93093909477000 18099.93093909477000] | Yg | [2.613174133903574e-005 2.613174133903574e-005 2.613174133903574e-005] | [8.870672515397503e-007 8.870672515397503e-007 8.870672515397503e-007] | [398.3716857408418000 398.3716857408418000 398.3716857408418000] | [10890000 10890000 10890000] | [34663.94660541481 34663.94660541481 34663.94660541481] | [0 0 0 0] | [0 0 0 0] | [0 0 0 0] | [0 0 0 0] | [0 0 0 0] | [0 0 0 0] | 19052.55888325765 | 398.3716857408418 | 33333333.33333333 | 50
xf_1627_to_1574_1 | 0.0 | Yg | [1.7424e-007 1.7424e-007 1.7424e-007] | [5.54623145686637e-010 5.54623145686637e-010 5.54623145686637e-010] | [72399.72375637907000 72399.72375637907000 72399.72375637907000] | Yg | [0.0343161112249542 0.0343161112249542 0.0343161112249542] | [0.005128263547029202 0.005128263547029202 0.005128263547029202] | [19052.55888325765000 19052.55888325765000 19052.55888325765000] | [174240000 174240000 174240000] | [554623.1456866369 554623.1456866369 554623.1456866369] | [0 0 0 0] | [0 0 0 0] | [0 0 0 0] | [0 0 0 0] | [0 0 0 0] | [0 0 0 0] | 76210.2355330306 | 19052.55888325765 | 33333333.33333333 | 50
xf_1627_to_1574_2 | 0.0 | Yg | [1.7424e-007 1.7424e-007 1.7424e-007] | [5.54623145686637e-010 5.54623145686637e-010 5.54623145686637e-010] | [72399.72375637907000 72399.72375637907000 72399.72375637907000] | Yg | [0 0 0] | [0.005953218301747019 0.005953218301747019 0.005953218301747019] | [19052.55888325765000 19052.55888325765000 19052.55888325765000] | [174240000 174240000 174240000] | [554623.1456866369 554623.1456866369 554623.1456866369] | [0 0 0 0] | [0 0 0 0] | [0 0 0 0] | [0 0 0 0] | [0 0 0 0] | [0 0 0 0] | 76210.2355330306 | 19052.55888325765 | 33333333.33333333 | 50
xf_1627_to_1574_3 | 0.0 | Yg | [1.7424e-007 1.7424e-007 1.7424e-007] | [5.54623145686637e-010 5.54623145686637e-010 5.54623145686637e-010] | [72399.72375637907000 72399.72375637907000 72399.72375637907000] | Yg | [0.04115665791995209 0.04115665791995209 0.04115665791995209] | [0.005657964520226795 0.005657964520226795 0.005657964520226795] | [19052.55888325765000 19052.55888325765000 19052.55888325765000] | [174240000 174240000 174240000] | [554623.1456866369 554623.1456866369 554623.1456866369] | [0 0 0 0] | [0 0 0 0] | [0 0 0 0] | [0 0 0 0] | [0 0 0 0] | [0 0 0 0] | 76210.2355330306 | 19052.55888325765 | 33333333.33333333 | 50
xf_1654_to_1085_2 | 0.0 | Yg | [1.089e-008 1.089e-008 1.089e-008] | [3.466394660541481e-011 3.466394660541481e-011 3.466394660541481e-011] | [19052.55888325765000 19052.55888325765000 19052.55888325765000] | Yg | [0.01095411562736688 0.01095411562736688 0.01095411562736688] | [0.001255410800711549 0.001255410800711549 0.001255410800711549] | [6639.528095680697000 6639.528095680697000 6639.528095680697000] | [10890000 10890000 10890000] | [34663.94660541481 34663.94660541481 34663.94660541481] | [0 0 0 0] | [0 0 0 0] | [0 0 0 0] | [0 0 0 0] | [0 0 0 0] | [0 0 0 0] | 19052.55888325765 | 6350.852961085884 | 33333333.33333333 | 50
xf_1655_to_1084_1 | 0.0 | Yg | [1.089e-008 1.089e-008 1.089e-008] | [3.466394660541481e-011 3.466394660541481e-011 3.466394660541481e-011] | [19052.55888325765000 19052.55888325765000 19052.55888325765000] | Yg | [0.01136546459591318 0.01136546459591318 0.01136546459591318] | [0.001190745100827717 0.001190745100827717 0.001190745100827717] | [6639.528095680697000 6639.528095680697000 6639.528095680697000] | [10890000 10890000 10890000] | [34663.94660541481 34663.94660541481 34663.94660541481] | [0 0 0 0] | [0 0 0 0] | [0 0 0 0] | [0 0 0 0] | [0 0 0 0] | [0 0 0 0] | 19052.55888325765 | 6350.852961085884 | 33333333.33333333 | 50
xf_1656_to_1087_4 | 0.0 | Yg | [1.089e-008 1.089e-008 1.089e-008] | [3.466394660541481e-011 3.466394660541481e-011 3.466394660541481e-011] | [19052.55888325765000 19052.55888325765000 19052.55888325765000] | Yg | [0.006825729845272682 0.006825729845272682 0.006825729845272682] | [0.0009625359654301754 0.0009625359654301754 0.0009625359654301754] | [6639.528095680697000 6639.528095680697000 6639.528095680697000] | [10890000 10890000 10890000] | [34663.94660541481 34663.94660541481 34663.94660541481] | [0 0 0 0] | [0 0 0 0] | [0 0 0 0] | [0 0 0 0] | [0 0 0 0] | [0 0 0 0] | 19052.55888325765 | 6350.852961085884 | 33333333.33333333 | 50
xf_1657_to_1086_3 | 0.0 | Yg | [1.089e-008 1.089e-008 1.089e-008] | [3.466394660541481e-011 3.466394660541481e-011 3.466394660541481e-011] | [19052.55888325765000 19052.55888325765000 19052.55888325765000] | Yg | [0.01065707289520208 0.01065707289520208 0.01065707289520208] | [0.001258756698956888 0.001258756698956888 0.001258756698956888] | [6639.528095680697000 6639.528095680697000 6639.528095680697000] | [10890000 10890000 10890000] | [34663.94660541481 34663.94660541481 34663.94660541481] | [0 0 0 0] | [0 0 0 0] | [0 0 0 0] | [0 0 0 0] | [0 0 0 0] | [0 0 0 0] | 19052.55888325765 | 6350.852961085884 | 33333333.33333333 | 50
xf_2001_to_2297_3 | 0.0 | Yg | [4.761e-010 4.761e-010 4.761e-010] | [1.515473368121028e-014 1.515473368121028e-014 1.515473368121028e-014] | [408.3309778843628000 408.3309778843628000 408.3309778843628000] | Yg | [0.151624122388698 0.151624122388698 0.151624122388698] | [0.00317960967680407 0.00317960967680407 0.00317960967680407] | [12701.70592217177000 12701.70592217177000 12701.70592217177000] | [4761.000000000001 4761.000000000001 4761.000000000001] | [15.15473368121028 15.15473368121028 15.15473368121028] | [0 0 0 0] | [0 0 0 0] | [0 0 0 0] | [0 0 0 0] | [0 0 0 0] | [0 0 0 0] | 398.3716857408418 | 12701.70592217177 | 33333333.33333333 | 50
xf_2002_to_2296_4 | 0.0 | Yg | [4.761e-010 4.761e-010 4.761e-010] | [1.515473368121028e-014 1.515473368121028e-014 1.515473368121028e-014] | [408.3309778843628000 408.3309778843628000 408.3309778843628000] | Yg | [0.1751549799703645 0.1751549799703645 0.1751549799703645] | [0.003554402854079932 0.003554402854079932 0.003554402854079932] | [12701.70592217177000 12701.70592217177000 12701.70592217177000] | [4761.000000000001 4761.000000000001 4761.000000000001] | [15.15473368121028 15.15473368121028 15.15473368121028] | [0 0 0 0] | [0 0 0 0] | [0 0 0 0] | [0 0 0 0] | [0 0 0 0] | [0 0 0 0] | 398.3716857408418 | 12701.70592217177 | 33333333.33333333 | 50
xf_2068_to_2069_1 | 0.0 | Yg | [4.356000000000001e-008 4.356000000000001e-008 4.356000000000001e-008] | [1.386557864216592e-010 1.386557864216592e-010 1.386557864216592e-010] | [38105.1177665153000 38105.1177665153000 38105.1177665153000] | Yg | [0.01247805642752977 0.01247805642752977 0.01247805642752977] | [0.001029958490738497 0.001029958490738497 0.001029958490738497] | [6350.852961085884000 6350.852961085884000 6350.852961085884000] | [43560000 43560000 43560000] | [138655.7864216592 138655.7864216592 138655.7864216592] | [0 0 0 0] | [0 0 0 0] | [0 0 0 0] | [0 0 0 0] | [0 0 0 0] | [0 0 0 0] | 38105.1177665153 | 6350.852961085884 | 33333333.33333333 | 50
xf_2068_to_2070_2 | 0.0 | Yg | [4.356000000000001e-008 4.356000000000001e-008 4.356000000000001e-008] | [1.386557864216592e-010 1.386557864216592e-010 1.386557864216592e-010] | [38105.1177665153000 38105.1177665153000 38105.1177665153000] | Yg | [0.01315198575669675 0.01315198575669675 0.01315198575669675] | [0.000960334117727442 0.000960334117727442 0.000960334117727442] | [6350.852961085884000 6350.852961085884000 6350.852961085884000] | [43560000 43560000 43560000] | [138655.7864216592 138655.7864216592 138655.7864216592] | [0 0 0 0] | [0 0 0 0] | [0 0 0 0] | [0 0 0 0] | [0 0 0 0] | [0 0 0 0] | 38105.1177665153 | 6350.852961085884 | 33333333.33333333 | 50
xf_2076_to_2345_2 | 0.0 | Yg | [4.761e-010 4.761e-010 4.761e-010] | [1.515473368121028e-014 1.515473368121028e-014 1.515473368121028e-014] | [418.2902700278839000 418.2902700278839000 418.2902700278839000] | Yg | [0.1095117818244362 0.1095117818244362 0.1095117818244362] | [0.002698723297124533 0.002698723297124533 0.002698723297124533] | [19052.55888325765000 19052.55888325765000 19052.55888325765000] | [4761.000000000001 4761.000000000001 4761.000000000001] | [15.15473368121028 15.15473368121028 15.15473368121028] | [0 0 0 0] | [0 0 0 0] | [0 0 0 0] | [0 0 0 0] | [0 0 0 0] | [0 0 0 0] | 398.3716857408418 | 19052.55888325765 | 33333333.33333333 | 50
xf_2077_to_2270_1 | 0.0 | Yg | [4.840000000000002e-007 4.840000000000002e-007 4.840000000000002e-007] | [1.540619849129547e-009 1.540619849129547e-009 1.540619849129547e-009] | [136543.3386633465000 136543.3386633465000 136543.3386633465000] | Yg | [0.1617077518831525 0.1617077518831525 0.1617077518831525] | [0.01544284842485373 0.01544284842485373 0.01544284842485373] | [38105.1177665153000 38105.1177665153000 38105.1177665153000] | [484000000.0000001 484000000.0000001 484000000.0000001] | [1540619.849129547 1540619.849129547 1540619.849129547] | [0 0 0 0] | [0 0 0 0] | [0 0 0 0] | [0 0 0 0] | [0 0 0 0] | [0 0 0 0] | 127017.0592217177 | 38105.1177665153 | 33333333.33333333 | 50
xf_2077_to_2270_2 | 0.0 | Yg | [4.840000000000002e-007 4.840000000000002e-007 4.840000000000002e-007] | [1.540619849129547e-009 1.540619849129547e-009 1.540619849129547e-009] | [136543.3386633465000 136543.3386633465000 136543.3386633465000] | Yg | [0.1537548669827366 0.1537548669827366 0.1537548669827366] | [0.01657410844129439 0.01657410844129439 0.01657410844129439] | [38105.1177665153000 38105.1177665153000 38105.1177665153000] | [484000000.0000001 484000000.0000001 484000000.0000001] | [1540619.849129547 1540619.849129547 1540619.849129547] | [0 0 0 0] | [0 0 0 0] | [0 0 0 0] | [0 0 0 0] | [0 0 0 0] | [0 0 0 0] | 127017.0592217177 | 38105.1177665153 | 33333333.33333333 | 50
xf_2077_to_2314_7 | 0.0 | Yg | [4.840000000000002e-007 4.840000000000002e-007 4.840000000000002e-007] | [1.540619849129547e-009 1.540619849129547e-009 1.540619849129547e-009] | [127017.0592217177000 127017.0592217177000 127017.0592217177000] | Yg | [0 0 0] | [0.004545459991337509 0.004545459991337509 0.004545459991337509] | [12701.70592217177000 12701.70592217177000 12701.70592217177000] | [484000000.0000001 484000000.0000001 484000000.0000001] | [1540619.849129547 1540619.849129547 1540619.849129547] | [0 0 0 0] | [0 0 0 0] | [0 0 0 0] | [0 0 0 0] | [0 0 0 0] | [0 0 0 0] | 127017.0592217177 | 12701.70592217177 | 33333333.33333333 | 50
xf_2077_to_2314_8 | 0.0 | Yg | [4.840000000000002e-007 4.840000000000002e-007 4.840000000000002e-007] | [1.540619849129547e-009 1.540619849129547e-009 1.540619849129547e-009] | [127017.0592217177000 127017.0592217177000 127017.0592217177000] | Yg | [0 0 0] | [0.004542385221907346 0.004542385221907346 0.004542385221907346] | [12701.70592217177000 12701.70592217177000 12701.70592217177000] | [484000000.0000001 484000000.0000001 484000000.0000001] | [1540619.849129547 1540619.849129547 1540619.849129547] | [0 0 0 0] | [0 0 0 0] | [0 0 0 0] | [0 0 0 0] | [0 0 0 0] | [0 0 0 0] | 127017.0592217177 | 12701.70592217177 | 33333333.33333333 | 50
xf_2077_to_2348_4 | 0.0 | Yg | [4.840000000000002e-007 4.840000000000002e-007 4.840000000000002e-007] | [1.540619849129547e-009 1.540619849129547e-009 1.540619849129547e-009] | [127017.0592217177000 127017.0592217177000 127017.0592217177000] | Yg | [0 0 0] | [0.001881127771699366 0.001881127771699366 0.001881127771699366] | [19052.55888325765000 19052.55888325765000 19052.55888325765000] | [484000000.0000001 484000000.0000001 484000000.0000001] | [1540619.849129547 1540619.849129547 1540619.849129547] | [0 0 0 0] | [0 0 0 0] | [0 0 0 0] | [0 0 0 0] | [0 0 0 0] | [0 0 0 0] | 127017.0592217177 | 19052.55888325765 | 33333333.33333333 | 50
xf_2077_to_2348_5 | 0.0 | Yg | [4.840000000000002e-007 4.840000000000002e-007 4.840000000000002e-007] | [1.540619849129547e-009 1.540619849129547e-009 1.540619849129547e-009] | [127017.0592217177000 127017.0592217177000 127017.0592217177000] | Yg | [0 0 0] | [0.001834690055407701 0.001834690055407701 0.001834690055407701] | [19052.55888325765000 19052.55888325765000 19052.55888325765000] | [484000000.0000001 484000000.0000001 484000000.0000001] | [1540619.849129547 1540619.849129547 1540619.849129547] | [0 0 0 0] | [0 0 0 0] | [0 0 0 0] | [0 0 0 0] | [0 0 0 0] | [0 0 0 0] | 127017.0592217177 | 19052.55888325765 | 33333333.33333333 | 50
xf_2077_to_2348_6 | 0.0 | Yg | [4.840000000000002e-007 4.840000000000002e-007 4.840000000000002e-007] | [1.540619849129547e-009 1.540619849129547e-009 1.540619849129547e-009] | [127017.0592217177000 127017.0592217177000 127017.0592217177000] | Yg | [0 0 0] | [0.001764770651861334 0.001764770651861334 0.001764770651861334] | [19052.55888325765000 19052.55888325765000 19052.55888325765000] | [484000000.0000001 484000000.0000001 484000000.0000001] | [1540619.849129547 1540619.849129547 1540619.849129547] | [0 0 0 0] | [0 0 0 0] | [0 0 0 0] | [0 0 0 0] | [0 0 0 0] | [0 0 0 0] | 127017.0592217177 | 19052.55888325765 | 33333333.33333333 | 50
xf_2082_to_2162_1 | 0.0 | Yg | [2.722500000000001e-007 2.722500000000001e-007 2.722500000000001e-007] | [8.665986651353703e-010 8.665986651353703e-010 8.665986651353703e-010] | [95262.79441628826000 95262.79441628826000 95262.79441628826000] | Yg | [0 0 0] | [0.05913069275663588 0.05913069275663588 0.05913069275663588] | [127017.0592217177000 127017.0592217177000 127017.0592217177000] | [272250000.0000001 272250000.0000001 272250000.0000001] | [866598.6651353703 866598.6651353703 866598.6651353703] | [0 0 0 0] | [0 0 0 0] | [0 0 0 0] | [0 0 0 0] | [0 0 0 0] | [0 0 0 0] | 95262.79441628826 | 127017.0592217177 | 33333333.33333333 | 50
xf_2083_to_2086_1 | 0.0 | Yg | [4.840000000000002e-007 4.840000000000002e-007 4.840000000000002e-007] | [1.540619849129547e-009 1.540619849129547e-009 1.540619849129547e-009] | [127017.0592217177000 127017.0592217177000 127017.0592217177000] | Yg | [0 0 0] | [0.0003024932455706338 0.0003024932455706338 0.0003024932455706338] | [6062.177826491071000 6062.177826491071000 6062.177826491071000] | [484000000.0000001 484000000.0000001 484000000.0000001] | [1540619.849129547 1540619.849129547 1540619.849129547] | [0 0 0 0] | [0 0 0 0] | [0 0 0 0] | [0 0 0 0] | [0 0 0 0] | [0 0 0 0] | 127017.0592217177 | 6062.177826491071 | 33333333.33333333 | 50
xf_2084_to_2085_2 | 0.0 | Yg | [4.840000000000002e-007 4.840000000000002e-007 4.840000000000002e-007] | [1.540619849129547e-009 1.540619849129547e-009 1.540619849129547e-009] | [127017.0592217177000 127017.0592217177000 127017.0592217177000] | Yg | [0 0 0] | [0.0003095183826340975 0.0003095183826340975 0.0003095183826340975] | [6062.177826491071000 6062.177826491071000 6062.177826491071000] | [484000000.0000001 484000000.0000001 484000000.0000001] | [1540619.849129547 1540619.849129547 1540619.849129547] | [0 0 0 0] | [0 0 0 0] | [0 0 0 0] | [0 0 0 0] | [0 0 0 0] | [0 0 0 0] | 127017.0592217177 | 6062.177826491071 | 33333333.33333333 | 50
xf_2100_to_2005_1 | 0.0 | Yg | [1.7424e-007 1.7424e-007 1.7424e-007] | [5.54623145686637e-010 5.54623145686637e-010 5.54623145686637e-010] | [78115.49142135637000 78115.49142135637000 78115.49142135637000] | Yg | [0.02692815399137377 0.02692815399137377 0.02692815399137377] | [0.002731843551890446 0.002731843551890446 0.002731843551890446] | [19052.55888325765000 19052.55888325765000 19052.55888325765000] | [174240000 174240000 174240000] | [554623.1456866369 554623.1456866369 554623.1456866369] | [0 0 0 0] | [0 0 0 0] | [0 0 0 0] | [0 0 0 0] | [0 0 0 0] | [0 0 0 0] | 76210.2355330306 | 19052.55888325765 | 33333333.33333333 | 50
xf_2100_to_2006_2 | 0.0 | Yg | [1.7424e-007 1.7424e-007 1.7424e-007] | [5.54623145686637e-010 5.54623145686637e-010 5.54623145686637e-010] | [78115.49142135637000 78115.49142135637000 78115.49142135637000] | Yg | [0.02836387286485147 0.02836387286485147 0.02836387286485147] | [0.002562305804767781 0.002562305804767781 0.002562305804767781] | [19052.55888325765000 19052.55888325765000 19052.55888325765000] | [174240000 174240000 174240000] | [554623.1456866369 554623.1456866369 554623.1456866369] | [0 0 0 0] | [0 0 0 0] | [0 0 0 0] | [0 0 0 0] | [0 0 0 0] | [0 0 0 0] | 76210.2355330306 | 19052.55888325765 | 33333333.33333333 | 50
xf_2101_to_2227_3 | 0.0 | Yg | [1.7424e-007 1.7424e-007 1.7424e-007] | [5.54623145686637e-010 5.54623145686637e-010 5.54623145686637e-010] | [74304.97964470483000 74304.97964470483000 74304.97964470483000] | Yg | [0.02553691481846201 0.02553691481846201 0.02553691481846201] | [0.003333107457096366 0.003333107457096366 0.003333107457096366] | [19052.55888325765000 19052.55888325765000 19052.55888325765000] | [174240000 174240000 174240000] | [554623.1456866369 554623.1456866369 554623.1456866369] | [0 0 0 0] | [0 0 0 0] | [0 0 0 0] | [0 0 0 0] | [0 0 0 0] | [0 0 0 0] | 76210.2355330306 | 19052.55888325765 | 33333333.33333333 | 50
xf_2101_to_2228_4 | 0.0 | Yg | [1.7424e-007 1.7424e-007 1.7424e-007] | [5.54623145686637e-010 5.54623145686637e-010 5.54623145686637e-010] | [74304.97964470483000 74304.97964470483000 74304.97964470483000] | Yg | [0.02646819312678303 0.02646819312678303 0.02646819312678303] | [0.0031805483466985 0.0031805483466985 0.0031805483466985] | [19052.55888325765000 19052.55888325765000 19052.55888325765000] | [174240000 174240000 174240000] | [554623.1456866369 554623.1456866369 554623.1456866369] | [0 0 0 0] | [0 0 0 0] | [0 0 0 0] | [0 0 0 0] | [0 0 0 0] | [0 0 0 0] | 76210.2355330306 | 19052.55888325765 | 33333333.33333333 | 50
xf_2104_to_2040_1 | 0.0 | Yg | [4.840000000000002e-007 4.840000000000002e-007 4.840000000000002e-007] | [1.540619849129547e-009 1.540619849129547e-009 1.540619849129547e-009] | [129258.3329667118000 129258.3329667118000 129258.3329667118000] | Yg | [0.005117119945321055 0.005117119945321055 0.005117119945321055] | [0.0009162133495935984 0.0009162133495935984 0.0009162133495935984] | [9122.134253196087000 9122.134253196087000 9122.134253196087000] | [484000000.0000001 484000000.0000001 484000000.0000001] | [1540619.849129547 1540619.849129547 1540619.849129547] | [0 0 0 0] | [0 0 0 0] | [0 0 0 0] | [0 0 0 0] | [0 0 0 0] | [0 0 0 0] | 127017.0592217177 | 9093.266739736606 | 33333333.33333333 | 50
xf_2104_to_2041_2 | 0.0 | Yg | [4.840000000000002e-007 4.840000000000002e-007 4.840000000000002e-007] | [1.540619849129547e-009 1.540619849129547e-009 1.540619849129547e-009] | [129258.3329667118000 129258.3329667118000 129258.3329667118000] | Yg | [0.005054596133761199 0.005054596133761199 0.005054596133761199] | [0.0009349368705951442 0.0009349368705951442 0.0009349368705951442] | [9122.134253196087000 9122.134253196087000 9122.134253196087000] | [484000000.0000001 484000000.0000001 484000000.0000001] | [1540619.849129547 1540619.849129547 1540619.849129547] | [0 0 0 0] | [0 0 0 0] | [0 0 0 0] | [0 0 0 0] | [0 0 0 0] | [0 0 0 0] | 127017.0592217177 | 9093.266739736606 | 33333333.33333333 | 50
xf_2104_to_2097_3 | 0.0 | Yg | [4.840000000000002e-007 4.840000000000002e-007 4.840000000000002e-007] | [1.540619849129547e-009 1.540619849129547e-009 1.540619849129547e-009] | [119586.5612572472000 119586.5612572472000 119586.5612572472000] | Yg | [0.09632471070157089 0.09632471070157089 0.09632471070157089] | [0.01300208516887744 0.01300208516887744 0.01300208516887744] | [38105.1177665153000 38105.1177665153000 38105.1177665153000] | [484000000.0000001 484000000.0000001 484000000.0000001] | [1540619.849129547 1540619.849129547 1540619.849129547] | [0 0 0 0] | [0 0 0 0] | [0 0 0 0] | [0 0 0 0] | [0 0 0 0] | [0 0 0 0] | 127017.0592217177 | 38105.1177665153 | 33333333.33333333 | 50
xf_2104_to_2210_2 | 0.0 | Yg | [4.840000000000002e-007 4.840000000000002e-007 4.840000000000002e-007] | [1.540619849129547e-009 1.540619849129547e-009 1.540619849129547e-009] | [119586.5612572472000 119586.5612572472000 119586.5612572472000] | Yg | [0.09811932868031759 0.09811932868031759 0.09811932868031759] | [0.01336199359562713 0.01336199359562713 0.01336199359562713] | [38105.1177665153000 38105.1177665153000 38105.1177665153000] | [484000000.0000001 484000000.0000001 484000000.0000001] | [1540619.849129547 1540619.849129547 1540619.849129547] | [0 0 0 0] | [0 0 0 0] | [0 0 0 0] | [0 0 0 0] | [0 0 0 0] | [0 0 0 0] | 127017.0592217177 | 38105.1177665153 | 33333333.33333333 | 50
xf_2104_to_2212_1 | 0.0 | Yg | [4.840000000000002e-007 4.840000000000002e-007 4.840000000000002e-007] | [1.540619849129547e-009 1.540619849129547e-009 1.540619849129547e-009] | [127017.0592217177000 127017.0592217177000 127017.0592217177000] | Yg | [0.08684794889028777 0.08684794889028777 0.08684794889028777] | [0.01366905698166672 0.01366905698166672 0.01366905698166672] | [38105.1177665153000 38105.1177665153000 38105.1177665153000] | [484000000.0000001 484000000.0000001 484000000.0000001] | [1540619.849129547 1540619.849129547 1540619.849129547] | [0 0 0 0] | [0 0 0 0] | [0 0 0 0] | [0 0 0 0] | [0 0 0 0] | [0 0 0 0] | 127017.0592217177 | 38105.1177665153 | 33333333.33333333 | 50
xf_2105_to_2214_1 | 0.0 | Yg | [4.840000000000002e-007 4.840000000000002e-007 4.840000000000002e-007] | [1.540619849129547e-009 1.540619849129547e-009 1.540619849129547e-009] | [130572.9595296566000 130572.9595296566000 130572.9595296566000] | Yg | [0.1027856897795631 0.1027856897795631 0.1027856897795631] | [0.01517416673668633 0.01517416673668633 0.01517416673668633] | [38971.14317029973000 38971.14317029973000 38971.14317029973000] | [484000000.0000001 484000000.0000001 484000000.0000001] | [1540619.849129547 1540619.849129547 1540619.849129547] | [0 0 0 0] | [0 0 0 0] | [0 0 0 0] | [0 0 0 0] | [0 0 0 0] | [0 0 0 0] | 127017.0592217177 | 38105.1177665153 | 33333333.33333333 | 50
xf_2105_to_2214_2 | 0.0 | Yg | [4.840000000000002e-007 4.840000000000002e-007 4.840000000000002e-007] | [1.540619849129547e-009 1.540619849129547e-009 1.540619849129547e-009] | [130572.9595296566000 130572.9595296566000 130572.9595296566000] | Yg | [0.1245056841844959 0.1245056841844959 0.1245056841844959] | [0.01536532161043027 0.01536532161043027 0.01536532161043027] | [38971.14317029973000 38971.14317029973000 38971.14317029973000] | [484000000.0000001 484000000.0000001 484000000.0000001] | [1540619.849129547 1540619.849129547 1540619.849129547] | [0 0 0 0] | [0 0 0 0] | [0 0 0 0] | [0 0 0 0] | [0 0 0 0] | [0 0 0 0] | 127017.0592217177 | 38105.1177665153 | 33333333.33333333 | 50
xf_2106_to_2098_1 | 0.0 | Yg | [4.840000000000002e-007 4.840000000000002e-007 4.840000000000002e-007] | [1.540619849129547e-009 1.540619849129547e-009 1.540619849129547e-009] | [131130.6798896938000 131130.6798896938000 131130.6798896938000] | Yg | [0.09811809271003429 0.09811809271003429 0.09811809271003429] | [0.0225391190126323 0.0225391190126323 0.0225391190126323] | [76210.2355330306000 76210.2355330306000 76210.2355330306000] | [484000000.0000001 484000000.0000001 484000000.0000001] | [1540619.849129547 1540619.849129547 1540619.849129547] | [0 0 0 0] | [0 0 0 0] | [0 0 0 0] | [0 0 0 0] | [0 0 0 0] | [0 0 0 0] | 127017.0592217177 | 76210.2355330306 | 33333333.33333333 | 50
xf_2107_to_2003_1 | 0.0 | Yg | [4.840000000000002e-007 4.840000000000002e-007 4.840000000000002e-007] | [1.540619849129547e-009 1.540619849129547e-009 1.540619849129547e-009] | [138924.9085237537000 138924.9085237537000 138924.9085237537000] | Yg | [0.01174034811847234 0.01174034811847234 0.01174034811847234] | [0.001289258027810756 0.001289258027810756 0.001289258027810756] | [7967.433714816836000 7967.433714816836000 7967.433714816836000] | [484000000.0000001 484000000.0000001 484000000.0000001] | [1540619.849129547 1540619.849129547 1540619.849129547] | [0 0 0 0] | [0 0 0 0] | [0 0 0 0] | [0 0 0 0] | [0 0 0 0] | [0 0 0 0] | 127017.0592217177 | 7967.433714816836 | 33333333.33333333 | 50
xf_2107_to_2004_2 | 0.0 | Yg | [4.840000000000002e-007 4.840000000000002e-007 4.840000000000002e-007] | [1.540619849129547e-009 1.540619849129547e-009 1.540619849129547e-009] | [138924.9085237537000 138924.9085237537000 138924.9085237537000] | Yg | [0.01169317094393285 0.01169317094393285 0.01169317094393285] | [0.001362655463819247 0.001362655463819247 0.001362655463819247] | [7967.433714816836000 7967.433714816836000 7967.433714816836000] | [484000000.0000001 484000000.0000001 484000000.0000001] | [1540619.849129547 1540619.849129547 1540619.849129547] | [0 0 0 0] | [0 0 0 0] | [0 0 0 0] | [0 0 0 0] | [0 0 0 0] | [0 0 0 0] | 127017.0592217177 | 7967.433714816836 | 33333333.33333333 | 50
xf_2108_to_2220_1 | 0.0 | Yg | [4.840000000000002e-007 4.840000000000002e-007 4.840000000000002e-007] | [1.540619849129547e-009 1.540619849129547e-009 1.540619849129547e-009] | [135008.1642975713000 135008.1642975713000 135008.1642975713000] | Yg | [0.1296273861533773 0.1296273861533773 0.1296273861533773] | [0.01751495564775647 0.01751495564775647 0.01751495564775647] | [38971.14317029973000 38971.14317029973000 38971.14317029973000] | [484000000.0000001 484000000.0000001 484000000.0000001] | [1540619.849129547 1540619.849129547 1540619.849129547] | [0 0 0 0] | [0 0 0 0] | [0 0 0 0] | [0 0 0 0] | [0 0 0 0] | [0 0 0 0] | 127017.0592217177 | 38105.1177665153 | 33333333.33333333 | 50
xf_2108_to_2220_2 | 0.0 | Yg | [4.840000000000002e-007 4.840000000000002e-007 4.840000000000002e-007] | [1.540619849129547e-009 1.540619849129547e-009 1.540619849129547e-009] | [135008.1642975713000 135008.1642975713000 135008.1642975713000] | Yg | [0.07496811543433751 0.07496811543433751 0.07496811543433751] | [0.01436363536404354 0.01436363536404354 0.01436363536404354] | [38971.14317029973000 38971.14317029973000 38971.14317029973000] | [484000000.0000001 484000000.0000001 484000000.0000001] | [1540619.849129547 1540619.849129547 1540619.849129547] | [0 0 0 0] | [0 0 0 0] | [0 0 0 0] | [0 0 0 0] | [0 0 0 0] | [0 0 0 0] | 127017.0592217177 | 38105.1177665153 | 33333333.33333333 | 50
xf_2108_to_2298_4 | 0.0 | Yg | [4.840000000000002e-007 4.840000000000002e-007 4.840000000000002e-007] | [1.540619849129547e-009 1.540619849129547e-009 1.540619849129547e-009] | [132790.5619136139000 132790.5619136139000 132790.5619136139000] | Yg | [0.02216074659177166 0.02216074659177166 0.02216074659177166] | [0.00338437228635616 0.00338437228635616 0.00338437228635616] | [12990.38105676658000 12990.38105676658000 12990.38105676658000] | [484000000.0000001 484000000.0000001 484000000.0000001] | [1540619.849129547 1540619.849129547 1540619.849129547] | [0 0 0 0] | [0 0 0 0] | [0 0 0 0] | [0 0 0 0] | [0 0 0 0] | [0 0 0 0] | 127017.0592217177 | 12701.70592217177 | 33333333.33333333 | 50
xf_2108_to_2299_3 | 0.0 | Yg | [4.840000000000002e-007 4.840000000000002e-007 4.840000000000002e-007] | [1.540619849129547e-009 1.540619849129547e-009 1.540619849129547e-009] | [132790.5619136139000 132790.5619136139000 132790.5619136139000] | Yg | [0.02186933331919564 0.02186933331919564 0.02186933331919564] | [0.00329717243557503 0.00329717243557503 0.00329717243557503] | [12990.38105676658000 12990.38105676658000 12990.38105676658000] | [484000000.0000001 484000000.0000001 484000000.0000001] | [1540619.849129547 1540619.849129547 1540619.849129547] | [0 0 0 0] | [0 0 0 0] | [0 0 0 0] | [0 0 0 0] | [0 0 0 0] | [0 0 0 0] | 127017.0592217177 | 12701.70592217177 | 33333333.33333333 | 50
xf_2109_to_2099_1 | 0.0 | Yg | [4.840000000000002e-007 4.840000000000002e-007 4.840000000000002e-007] | [1.540619849129547e-009 1.540619849129547e-009 1.540619849129547e-009] | [131130.6798896938000 131130.6798896938000 131130.6798896938000] | Yg | [0.4529144103921806 0.4529144103921806 0.4529144103921806] | [0.04428511807783147 0.04428511807783147 0.04428511807783147] | [76210.2355330306000 76210.2355330306000 76210.2355330306000] | [484000000.0000001 484000000.0000001 484000000.0000001] | [1540619.849129547 1540619.849129547 1540619.849129547] | [0 0 0 0] | [0 0 0 0] | [0 0 0 0] | [0 0 0 0] | [0 0 0 0] | [0 0 0 0] | 127017.0592217177 | 76210.2355330306 | 33333333.33333333 | 50
xf_2109_to_2099_2 | 0.0 | Yg | [4.840000000000002e-007 4.840000000000002e-007 4.840000000000002e-007] | [1.540619849129547e-009 1.540619849129547e-009 1.540619849129547e-009] | [131130.6798896938000 131130.6798896938000 131130.6798896938000] | Yg | [0.4394226916813123 0.4394226916813123 0.4394226916813123] | [0.04558581151173238 0.04558581151173238 0.04558581151173238] | [76210.2355330306000 76210.2355330306000 76210.2355330306000] | [484000000.0000001 484000000.0000001 484000000.0000001] | [1540619.849129547 1540619.849129547 1540619.849129547] | [0 0 0 0] | [0 0 0 0] | [0 0 0 0] | [0 0 0 0] | [0 0 0 0] | [0 0 0 0] | 127017.0592217177 | 76210.2355330306 | 33333333.33333333 | 50
xf_2112_to_2221_3 | 0.0 | Yg | [4.840000000000002e-007 4.840000000000002e-007 4.840000000000002e-007] | [1.540619849129547e-009 1.540619849129547e-009 1.540619849129547e-009] | [122063.3939120707000 122063.3939120707000 122063.3939120707000] | Yg | [0.09383709535769848 0.09383709535769848 0.09383709535769848] | [0.01461381725287084 0.01461381725287084 0.01461381725287084] | [38105.1177665153000 38105.1177665153000 38105.1177665153000] | [484000000.0000001 484000000.0000001 484000000.0000001] | [1540619.849129547 1540619.849129547 1540619.849129547] | [0 0 0 0] | [0 0 0 0] | [0 0 0 0] | [0 0 0 0] | [0 0 0 0] | [0 0 0 0] | 127017.0592217177 | 38105.1177665153 | 33333333.33333333 | 50
xf_2112_to_2221_4 | 0.0 | Yg | [4.840000000000002e-007 4.840000000000002e-007 4.840000000000002e-007] | [1.540619849129547e-009 1.540619849129547e-009 1.540619849129547e-009] | [122063.3939120707000 122063.3939120707000 122063.3939120707000] | Yg | [0.09691744341419289 0.09691744341419289 0.09691744341419289] | [0.01391124491040941 0.01391124491040941 0.01391124491040941] | [38105.1177665153000 38105.1177665153000 38105.1177665153000] | [484000000.0000001 484000000.0000001 484000000.0000001] | [1540619.849129547 1540619.849129547 1540619.849129547] | [0 0 0 0] | [0 0 0 0] | [0 0 0 0] | [0 0 0 0] | [0 0 0 0] | [0 0 0 0] | 127017.0592217177 | 38105.1177665153 | 33333333.33333333 | 50
xf_2112_to_2222_5 | 0.0 | Yg | [4.840000000000002e-007 4.840000000000002e-007 4.840000000000002e-007] | [1.540619849129547e-009 1.540619849129547e-009 1.540619849129547e-009] | [122063.3939120707000 122063.3939120707000 122063.3939120707000] | Yg | [0.09591876709263086 0.09591876709263086 0.09591876709263086] | [0.01468640853330866 0.01468640853330866 0.01468640853330866] | [38105.1177665153000 38105.1177665153000 38105.1177665153000] | [484000000.0000001 484000000.0000001 484000000.0000001] | [1540619.849129547 1540619.849129547 1540619.849129547] | [0 0 0 0] | [0 0 0 0] | [0 0 0 0] | [0 0 0 0] | [0 0 0 0] | [0 0 0 0] | 127017.0592217177 | 38105.1177665153 | 33333333.33333333 | 50
xf_2112_to_2300_1 | 0.0 | Yg | [4.840000000000002e-007 4.840000000000002e-007 4.840000000000002e-007] | [1.540619849129547e-009 1.540619849129547e-009 1.540619849129547e-009] | [119078.4930203603000 119078.4930203603000 119078.4930203603000] | Yg | [0.03405298714456476 0.03405298714456476 0.03405298714456476] | [0.005739195890330835 0.005739195890330835 0.005739195890330835] | [12701.70592217177000 12701.70592217177000 12701.70592217177000] | [484000000.0000001 484000000.0000001 484000000.0000001] | [1540619.849129547 1540619.849129547 1540619.849129547] | [0 0 0 0] | [0 0 0 0] | [0 0 0 0] | [0 0 0 0] | [0 0 0 0] | [0 0 0 0] | 127017.0592217177 | 12701.70592217177 | 33333333.33333333 | 50
xf_2112_to_2300_2 | 0.0 | Yg | [4.840000000000002e-007 4.840000000000002e-007 4.840000000000002e-007] | [1.540619849129547e-009 1.540619849129547e-009 1.540619849129547e-009] | [119078.4930203603000 119078.4930203603000 119078.4930203603000] | Yg | [0.03158387100728691 0.03158387100728691 0.03158387100728691] | [0.005633187122927261 0.005633187122927261 0.005633187122927261] | [12701.70592217177000 12701.70592217177000 12701.70592217177000] | [484000000.0000001 484000000.0000001 484000000.0000001] | [1540619.849129547 1540619.849129547 1540619.849129547] | [0 0 0 0] | [0 0 0 0] | [0 0 0 0] | [0 0 0 0] | [0 0 0 0] | [0 0 0 0] | 127017.0592217177 | 12701.70592217177 | 33333333.33333333 | 50
xf_2118_to_2224_1 | 0.0 | Yg | [4.840000000000002e-007 4.840000000000002e-007 4.840000000000002e-007] | [1.540619849129547e-009 1.540619849129547e-009 1.540619849129547e-009] | [122063.3939120707000 122063.3939120707000 122063.3939120707000] | Yg | [0.09459935285654712 0.09459935285654712 0.09459935285654712] | [0.01407944228433946 0.01407944228433946 0.01407944228433946] | [38105.1177665153000 38105.1177665153000 38105.1177665153000] | [484000000.0000001 484000000.0000001 484000000.0000001] | [1540619.849129547 1540619.849129547 1540619.849129547] | [0 0 0 0] | [0 0 0 0] | [0 0 0 0] | [0 0 0 0] | [0 0 0 0] | [0 0 0 0] | 127017.0592217177 | 38105.1177665153 | 33333333.33333333 | 50
xf_2118_to_2224_2 | 0.0 | Yg | [4.840000000000002e-007 4.840000000000002e-007 4.840000000000002e-007] | [1.540619849129547e-009 1.540619849129547e-009 1.540619849129547e-009] | [122063.3939120707000 122063.3939120707000 122063.3939120707000] | Yg | [0.09327770800309401 0.09327770800309401 0.09327770800309401] | [0.01415302103432338 0.01415302103432338 0.01415302103432338] | [38105.1177665153000 38105.1177665153000 38105.1177665153000] | [484000000.0000001 484000000.0000001 484000000.0000001] | [1540619.849129547 1540619.849129547 1540619.849129547] | [0 0 0 0] | [0 0 0 0] | [0 0 0 0] | [0 0 0 0] | [0 0 0 0] | [0 0 0 0] | 127017.0592217177 | 38105.1177665153 | 33333333.33333333 | 50
xf_2118_to_2224_3 | 0.0 | Yg | [4.840000000000002e-007 4.840000000000002e-007 4.840000000000002e-007] | [1.540619849129547e-009 1.540619849129547e-009 1.540619849129547e-009] | [122063.3939120707000 122063.3939120707000 122063.3939120707000] | Yg | [0.1012895880274701 0.1012895880274701 0.1012895880274701] | [0.01345041473703145 0.01345041473703145 0.01345041473703145] | [38105.1177665153000 38105.1177665153000 38105.1177665153000] | [484000000.0000001 484000000.0000001 484000000.0000001] | [1540619.849129547 1540619.849129547 1540619.849129547] | [0 0 0 0] | [0 0 0 0] | [0 0 0 0] | [0 0 0 0] | [0 0 0 0] | [0 0 0 0] | 127017.0592217177 | 38105.1177665153 | 33333333.33333333 | 50
xf_2119_to_2014_1 | 0.0 | Yg | [4.840000000000002e-007 4.840000000000002e-007 4.840000000000002e-007] | [1.540619849129547e-009 1.540619849129547e-009 1.540619849129547e-009] | [139430.0900092946000 139430.0900092946000 139430.0900092946000] | Yg | [0.003812004811262964 0.003812004811262964 0.003812004811262964] | [0.000361128150706971 0.000361128150706971 0.000361128150706971] | [8948.9291724392000 8948.9291724392000 8948.9291724392000] | [484000000.0000001 484000000.0000001 484000000.0000001] | [1540619.849129547 1540619.849129547 1540619.849129547] | [0 0 0 0] | [0 0 0 0] | [0 0 0 0] | [0 0 0 0] | [0 0 0 0] | [0 0 0 0] | 127017.0592217177 | 8948.929172439201 | 33333333.33333333 | 50
xf_2120_to_2190_1 | 0.0 | Yg | [4.840000000000002e-007 4.840000000000002e-007 4.840000000000002e-007] | [1.540619849129547e-009 1.540619849129547e-009 1.540619849129547e-009] | [131635.8613752347000 131635.8613752347000 131635.8613752347000] | Yg | [0.3389813566988029 0.3389813566988029 0.3389813566988029] | [0.09605398200015616 0.09605398200015616 0.09605398200015616] | [190525.5888325765000 190525.5888325765000 190525.5888325765000] | [484000000.0000001 484000000.0000001 484000000.0000001] | [1540619.849129547 1540619.849129547 1540619.849129547] | [0 0 0 0] | [0 0 0 0] | [0 0 0 0] | [0 0 0 0] | [0 0 0 0] | [0 0 0 0] | 127017.0592217177 | 190525.5888325765 | 33333333.33333333 | 50
xf_2120_to_2190_2 | 0.0 | Yg | [4.840000000000002e-007 4.840000000000002e-007 4.840000000000002e-007] | [1.540619849129547e-009 1.540619849129547e-009 1.540619849129547e-009] | [131635.8613752347000 131635.8613752347000 131635.8613752347000] | Yg | [0.5153104347032376 0.5153104347032376 0.5153104347032376] | [0.1039037765972775 0.1039037765972775 0.1039037765972775] | [190525.5888325765000 190525.5888325765000 190525.5888325765000] | [484000000.0000001 484000000.0000001 484000000.0000001] | [1540619.849129547 1540619.849129547 1540619.849129547] | [0 0 0 0] | [0 0 0 0] | [0 0 0 0] | [0 0 0 0] | [0 0 0 0] | [0 0 0 0] | 127017.0592217177 | 190525.5888325765 | 33333333.33333333 | 50
xf_2120_to_2190_3 | 0.0 | Yg | [4.840000000000002e-007 4.840000000000002e-007 4.840000000000002e-007] | [1.540619849129547e-009 1.540619849129547e-009 1.540619849129547e-009] | [131635.8613752347000 131635.8613752347000 131635.8613752347000] | Yg | [2.378244373995741 2.378244373995741 2.378244373995741] | [0.1114764378980869 0.1114764378980869 0.1114764378980869] | [190525.5888325765000 190525.5888325765000 190525.5888325765000] | [484000000.0000001 484000000.0000001 484000000.0000001] | [1540619.849129547 1540619.849129547 1540619.849129547] | [0 0 0 0] | [0 0 0 0] | [0 0 0 0] | [0 0 0 0] | [0 0 0 0] | [0 0 0 0] | 127017.0592217177 | 190525.5888325765 | 33333333.33333333 | 50
xf_2121_to_2231_1 | 0.0 | Yg | [4.840000000000002e-007 4.840000000000002e-007 4.840000000000002e-007] | [1.540619849129547e-009 1.540619849129547e-009 1.540619849129547e-009] | [127017.0592217177000 127017.0592217177000 127017.0592217177000] | Yg | [0.1220186714589784 0.1220186714589784 0.1220186714589784] | [0.0129392982140395 0.0129392982140395 0.0129392982140395] | [38105.1177665153000 38105.1177665153000 38105.1177665153000] | [484000000.0000001 484000000.0000001 484000000.0000001] | [1540619.849129547 1540619.849129547 1540619.849129547] | [0 0 0 0] | [0 0 0 0] | [0 0 0 0] | [0 0 0 0] | [0 0 0 0] | [0 0 0 0] | 127017.0592217177 | 38105.1177665153 | 33333333.33333333 | 50
xf_2121_to_2231_2 | 0.0 | Yg | [4.840000000000002e-007 4.840000000000002e-007 4.840000000000002e-007] | [1.540619849129547e-009 1.540619849129547e-009 1.540619849129547e-009] | [127017.0592217177000 127017.0592217177000 127017.0592217177000] | Yg | [0.09013907086026679 0.09013907086026679 0.09013907086026679] | [0.0150358639511972 0.0150358639511972 0.0150358639511972] | [38105.1177665153000 38105.1177665153000 38105.1177665153000] | [484000000.0000001 484000000.0000001 484000000.0000001] | [1540619.849129547 1540619.849129547 1540619.849129547] | [0 0 0 0] | [0 0 0 0] | [0 0 0 0] | [0 0 0 0] | [0 0 0 0] | [0 0 0 0] | 127017.0592217177 | 38105.1177665153 | 33333333.33333333 | 50
xf_2121_to_2232_3 | 0.0 | Yg | [4.840000000000002e-007 4.840000000000002e-007 4.840000000000002e-007] | [1.540619849129547e-009 1.540619849129547e-009 1.540619849129547e-009] | [124540.2265668942000 124540.2265668942000 124540.2265668942000] | Yg | [0.1254476052873817 0.1254476052873817 0.1254476052873817] | [0.01375600859901925 0.01375600859901925 0.01375600859901925] | [38105.1177665153000 38105.1177665153000 38105.1177665153000] | [484000000.0000001 484000000.0000001 484000000.0000001] | [1540619.849129547 1540619.849129547 1540619.849129547] | [0 0 0 0] | [0 0 0 0] | [0 0 0 0] | [0 0 0 0] | [0 0 0 0] | [0 0 0 0] | 127017.0592217177 | 38105.1177665153 | 33333333.33333333 | 50
xf_2121_to_2232_4 | 0.0 | Yg | [4.840000000000002e-007 4.840000000000002e-007 4.840000000000002e-007] | [1.540619849129547e-009 1.540619849129547e-009 1.540619849129547e-009] | [124540.2265668942000 124540.2265668942000 124540.2265668942000] | Yg | [0.11650462348898 0.11650462348898 0.11650462348898] | [0.01350545775188034 0.01350545775188034 0.01350545775188034] | [38105.1177665153000 38105.1177665153000 38105.1177665153000] | [484000000.0000001 484000000.0000001 484000000.0000001] | [1540619.849129547 1540619.849129547 1540619.849129547] | [0 0 0 0] | [0 0 0 0] | [0 0 0 0] | [0 0 0 0] | [0 0 0 0] | [0 0 0 0] | 127017.0592217177 | 38105.1177665153 | 33333333.33333333 | 50
xf_2122_to_2015_1 | 0.0 | Yg | [4.840000000000002e-007 4.840000000000002e-007 4.840000000000002e-007] | [1.540619849129547e-009 1.540619849129547e-009 1.540619849129547e-009] | [129903.8105676658000 129903.8105676658000 129903.8105676658000] | Yg | [0.006914663718217987 0.006914663718217987 0.006914663718217987] | [0.0005725470273447868 0.0005725470273447868 0.0005725470273447868] | [6350.852961085884000 6350.852961085884000 6350.852961085884000] | [484000000.0000001 484000000.0000001 484000000.0000001] | [1540619.849129547 1540619.849129547 1540619.849129547] | [0 0 0 0] | [0 0 0 0] | [0 0 0 0] | [0 0 0 0] | [0 0 0 0] | [0 0 0 0] | 127017.0592217177 | 6350.852961085884 | 33333333.33333333 | 50
xf_2122_to_2016_2 | 0.0 | Yg | [4.840000000000002e-007 4.840000000000002e-007 4.840000000000002e-007] | [1.540619849129547e-009 1.540619849129547e-009 1.540619849129547e-009] | [129903.8105676658000 129903.8105676658000 129903.8105676658000] | Yg | [0.007502769354323719 0.007502769354323719 0.007502769354323719] | [0.0005472773466852983 0.0005472773466852983 0.0005472773466852983] | [6350.852961085884000 6350.852961085884000 6350.852961085884000] | [484000000.0000001 484000000.0000001 484000000.0000001] | [1540619.849129547 1540619.849129547 1540619.849129547] | [0 0 0 0] | [0 0 0 0] | [0 0 0 0] | [0 0 0 0] | [0 0 0 0] | [0 0 0 0] | 127017.0592217177 | 6350.852961085884 | 33333333.33333333 | 50
xf_2123_to_2233_1 | 0.0 | Yg | [4.840000000000002e-007 4.840000000000002e-007 4.840000000000002e-007] | [1.540619849129547e-009 1.540619849129547e-009 1.540619849129547e-009] | [124540.2265668942000 124540.2265668942000 124540.2265668942000] | Yg | [0.1272603234764086 0.1272603234764086 0.1272603234764086] | [0.01432358909593793 0.01432358909593793 0.01432358909593793] | [38105.1177665153000 38105.1177665153000 38105.1177665153000] | [484000000.0000001 484000000.0000001 484000000.0000001] | [1540619.849129547 1540619.849129547 1540619.849129547] | [0 0 0 0] | [0 0 0 0] | [0 0 0 0] | [0 0 0 0] | [0 0 0 0] | [0 0 0 0] | 127017.0592217177 | 38105.1177665153 | 33333333.33333333 | 50
xf_2123_to_2233_3 | 0.0 | Yg | [4.840000000000002e-007 4.840000000000002e-007 4.840000000000002e-007] | [1.540619849129547e-009 1.540619849129547e-009 1.540619849129547e-009] | [124540.2265668942000 124540.2265668942000 124540.2265668942000] | Yg | [0.1208337547592874 0.1208337547592874 0.1208337547592874] | [0.01348192679112006 0.01348192679112006 0.01348192679112006] | [38105.1177665153000 38105.1177665153000 38105.1177665153000] | [484000000.0000001 484000000.0000001 484000000.0000001] | [1540619.849129547 1540619.849129547 1540619.849129547] | [0 0 0 0] | [0 0 0 0] | [0 0 0 0] | [0 0 0 0] | [0 0 0 0] | [0 0 0 0] | 127017.0592217177 | 38105.1177665153 | 33333333.33333333 | 50
xf_2124_to_2233_2 | 0.0 | Yg | [4.840000000000002e-007 4.840000000000002e-007 4.840000000000002e-007] | [1.540619849129547e-009 1.540619849129547e-009 1.540619849129547e-009] | [124540.2265668942000 124540.2265668942000 124540.2265668942000] | Yg | [0.08095594028974172 0.08095594028974172 0.08095594028974172] | [0.009483896816369426 0.009483896816369426 0.009483896816369426] | [38105.1177665153000 38105.1177665153000 38105.1177665153000] | [484000000.0000001 484000000.0000001 484000000.0000001] | [1540619.849129547 1540619.849129547 1540619.849129547] | [0 0 0 0] | [0 0 0 0] | [0 0 0 0] | [0 0 0 0] | [0 0 0 0] | [0 0 0 0] | 127017.0592217177 | 38105.1177665153 | 33333333.33333333 | 50
xf_2125_to_2337_1 | 0.0 | Yg | [4.840000000000002e-007 4.840000000000002e-007 4.840000000000002e-007] | [1.540619849129547e-009 1.540619849129547e-009 1.540619849129547e-009] | [127017.0592217177000 127017.0592217177000 127017.0592217177000] | Yg | [0.01041914272930899 0.01041914272930899 0.01041914272930899] | [0.0007602937577363544 0.0007602937577363544 0.0007602937577363544] | [6350.852961085884000 6350.852961085884000 6350.852961085884000] | [484000000.0000001 484000000.0000001 484000000.0000001] | [1540619.849129547 1540619.849129547 1540619.849129547] | [0 0 0 0] | [0 0 0 0] | [0 0 0 0] | [0 0 0 0] | [0 0 0 0] | [0 0 0 0] | 127017.0592217177 | 6350.852961085884 | 33333333.33333333 | 50
xf_2126_to_2234_1 | 0.0 | Yg | [4.840000000000002e-007 4.840000000000002e-007 4.840000000000002e-007] | [1.540619849129547e-009 1.540619849129547e-009 1.540619849129547e-009] | [126149.7059123141000 126149.7059123141000 126149.7059123141000] | Yg | [0.1212476518582754 0.1212476518582754 0.1212476518582754] | [0.01753668630395203 0.01753668630395203 0.01753668630395203] | [38971.14317029973000 38971.14317029973000 38971.14317029973000] | [484000000.0000001 484000000.0000001 484000000.0000001] | [1540619.849129547 1540619.849129547 1540619.849129547] | [0 0 0 0] | [0 0 0 0] | [0 0 0 0] | [0 0 0 0] | [0 0 0 0] | [0 0 0 0] | 127017.0592217177 | 38105.1177665153 | 33333333.33333333 | 50
xf_2127_to_2234_2 | 0.0 | Yg | [4.840000000000002e-007 4.840000000000002e-007 4.840000000000002e-007] | [1.540619849129547e-009 1.540619849129547e-009 1.540619849129547e-009] | [128363.324579414000 128363.324579414000 128363.324579414000] | Yg | [0.07421393146194664 0.07421393146194664 0.07421393146194664] | [0.01484295668039675 0.01484295668039675 0.01484295668039675] | [38971.14317029973000 38971.14317029973000 38971.14317029973000] | [484000000.0000001 484000000.0000001 484000000.0000001] | [1540619.849129547 1540619.849129547 1540619.849129547] | [0 0 0 0] | [0 0 0 0] | [0 0 0 0] | [0 0 0 0] | [0 0 0 0] | [0 0 0 0] | 127017.0592217177 | 38105.1177665153 | 33333333.33333333 | 50
xf_2128_to_2236_1 | 0.0 | Yg | [4.840000000000002e-007 4.840000000000002e-007 4.840000000000002e-007] | [1.540619849129547e-009 1.540619849129547e-009 1.540619849129547e-009] | [127017.0592217177000 127017.0592217177000 127017.0592217177000] | Yg | [0.08338618318657992 0.08338618318657992 0.08338618318657992] | [0.01480910897753723 0.01480910897753723 0.01480910897753723] | [38105.1177665153000 38105.1177665153000 38105.1177665153000] | [484000000.0000001 484000000.0000001 484000000.0000001] | [1540619.849129547 1540619.849129547 1540619.849129547] | [0 0 0 0] | [0 0 0 0] | [0 0 0 0] | [0 0 0 0] | [0 0 0 0] | [0 0 0 0] | 127017.0592217177 | 38105.1177665153 | 33333333.33333333 | 50
xf_2128_to_2236_2 | 0.0 | Yg | [4.840000000000002e-007 4.840000000000002e-007 4.840000000000002e-007] | [1.540619849129547e-009 1.540619849129547e-009 1.540619849129547e-009] | [127017.0592217177000 127017.0592217177000 127017.0592217177000] | Yg | [0.09107832438629695 0.09107832438629695 0.09107832438629695] | [0.0137908896535587 0.0137908896535587 0.0137908896535587] | [38105.1177665153000 38105.1177665153000 38105.1177665153000] | [484000000.0000001 484000000.0000001 484000000.0000001] | [1540619.849129547 1540619.849129547 1540619.849129547] | [0 0 0 0] | [0 0 0 0] | [0 0 0 0] | [0 0 0 0] | [0 0 0 0] | [0 0 0 0] | 127017.0592217177 | 38105.1177665153 | 33333333.33333333 | 50
xf_2128_to_2237_3 | 0.0 | Yg | [4.840000000000002e-007 4.840000000000002e-007 4.840000000000002e-007] | [1.540619849129547e-009 1.540619849129547e-009 1.540619849129547e-009] | [124730.7521557268000 124730.7521557268000 124730.7521557268000] | Yg | [0.1545337485097512 0.1545337485097512 0.1545337485097512] | [0.01545465785384216 0.01545465785384216 0.01545465785384216] | [38105.1177665153000 38105.1177665153000 38105.1177665153000] | [484000000.0000001 484000000.0000001 484000000.0000001] | [1540619.849129547 1540619.849129547 1540619.849129547] | [0 0 0 0] | [0 0 0 0] | [0 0 0 0] | [0 0 0 0] | [0 0 0 0] | [0 0 0 0] | 127017.0592217177 | 38105.1177665153 | 33333333.33333333 | 50
xf_2128_to_2237_4 | 0.0 | Yg | [4.840000000000002e-007 4.840000000000002e-007 4.840000000000002e-007] | [1.540619849129547e-009 1.540619849129547e-009 1.540619849129547e-009] | [124730.7521557268000 124730.7521557268000 124730.7521557268000] | Yg | [0.1298432026136431 0.1298432026136431 0.1298432026136431] | [0.01514694130350366 0.01514694130350366 0.01514694130350366] | [38105.1177665153000 38105.1177665153000 38105.1177665153000] | [484000000.0000001 484000000.0000001 484000000.0000001] | [1540619.849129547 1540619.849129547 1540619.849129547] | [0 0 0 0] | [0 0 0 0] | [0 0 0 0] | [0 0 0 0] | [0 0 0 0] | [0 0 0 0] | 127017.0592217177 | 38105.1177665153 | 33333333.33333333 | 50
xf_2129_to_2239_1 | 0.0 | Yg | [4.840000000000002e-007 4.840000000000002e-007 4.840000000000002e-007] | [1.540619849129547e-009 1.540619849129547e-009 1.540619849129547e-009] | [135677.313259562000 135677.313259562000 135677.313259562000] | Yg | [0.1375547908877779 0.1375547908877779 0.1375547908877779] | [0.02151561829427155 0.02151561829427155 0.02151561829427155] | [38971.14317029973000 38971.14317029973000 38971.14317029973000] | [484000000.0000001 484000000.0000001 484000000.0000001] | [1540619.849129547 1540619.849129547 1540619.849129547] | [0 0 0 0] | [0 0 0 0] | [0 0 0 0] | [0 0 0 0] | [0 0 0 0] | [0 0 0 0] | 127017.0592217177 | 38105.1177665153 | 33333333.33333333 | 50
xf_2129_to_2239_2 | 0.0 | Yg | [4.840000000000002e-007 4.840000000000002e-007 4.840000000000002e-007] | [1.540619849129547e-009 1.540619849129547e-009 1.540619849129547e-009] | [135677.313259562000 135677.313259562000 135677.313259562000] | Yg | [0.1429867714762071 0.1429867714762071 0.1429867714762071] | [0.02239769414935732 0.02239769414935732 0.02239769414935732] | [38971.14317029973000 38971.14317029973000 38971.14317029973000] | [484000000.0000001 484000000.0000001 484000000.0000001] | [1540619.849129547 1540619.849129547 1540619.849129547] | [0 0 0 0] | [0 0 0 0] | [0 0 0 0] | [0 0 0 0] | [0 0 0 0] | [0 0 0 0] | 127017.0592217177 | 38105.1177665153 | 33333333.33333333 | 50
xf_2130_to_2241_1 | 0.0 | Yg | [4.840000000000002e-007 4.840000000000002e-007 4.840000000000002e-007] | [1.540619849129547e-009 1.540619849129547e-009 1.540619849129547e-009] | [122063.3939120707000 122063.3939120707000 122063.3939120707000] | Yg | [0.1498800937763962 0.1498800937763962 0.1498800937763962] | [0.01395434775227397 0.01395434775227397 0.01395434775227397] | [38105.1177665153000 38105.1177665153000 38105.1177665153000] | [484000000.0000001 484000000.0000001 484000000.0000001] | [1540619.849129547 1540619.849129547 1540619.849129547] | [0 0 0 0] | [0 0 0 0] | [0 0 0 0] | [0 0 0 0] | [0 0 0 0] | [0 0 0 0] | 127017.0592217177 | 38105.1177665153 | 33333333.33333333 | 50
xf_2130_to_2241_2 | 0.0 | Yg | [4.840000000000002e-007 4.840000000000002e-007 4.840000000000002e-007] | [1.540619849129547e-009 1.540619849129547e-009 1.540619849129547e-009] | [122063.3939120707000 122063.3939120707000 122063.3939120707000] | Yg | [0.1495341877780794 0.1495341877780794 0.1495341877780794] | [0.01427625960630388 0.01427625960630388 0.01427625960630388] | [38105.1177665153000 38105.1177665153000 38105.1177665153000] | [484000000.0000001 484000000.0000001 484000000.0000001] | [1540619.849129547 1540619.849129547 1540619.849129547] | [0 0 0 0] | [0 0 0 0] | [0 0 0 0] | [0 0 0 0] | [0 0 0 0] | [0 0 0 0] | 127017.0592217177 | 38105.1177665153 | 33333333.33333333 | 50
xf_2130_to_2241_3 | 0.0 | Yg | [4.840000000000002e-007 4.840000000000002e-007 4.840000000000002e-007] | [1.540619849129547e-009 1.540619849129547e-009 1.540619849129547e-009] | [122063.3939120707000 122063.3939120707000 122063.3939120707000] | Yg | [0.1381903777498396 0.1381903777498396 0.1381903777498396] | [0.01396177264726868 0.01396177264726868 0.01396177264726868] | [38105.1177665153000 38105.1177665153000 38105.1177665153000] | [484000000.0000001 484000000.0000001 484000000.0000001] | [1540619.849129547 1540619.849129547 1540619.849129547] | [0 0 0 0] | [0 0 0 0] | [0 0 0 0] | [0 0 0 0] | [0 0 0 0] | [0 0 0 0] | 127017.0592217177 | 38105.1177665153 | 33333333.33333333 | 50
xf_2137_to_2067_7 | 0.0 | Yg | [4.840000000000002e-007 4.840000000000002e-007 4.840000000000002e-007] | [1.540619849129547e-009 1.540619849129547e-009 1.540619849129547e-009] | [127017.0592217177000 127017.0592217177000 127017.0592217177000] | Yg | [0.01045625670095068 0.01045625670095068 0.01045625670095068] | [0.0009855574364741862 0.0009855574364741862 0.0009855574364741862] | [6350.852961085884000 6350.852961085884000 6350.852961085884000] | [484000000.0000001 484000000.0000001 484000000.0000001] | [1540619.849129547 1540619.849129547 1540619.849129547] | [0 0 0 0] | [0 0 0 0] | [0 0 0 0] | [0 0 0 0] | [0 0 0 0] | [0 0 0 0] | 127017.0592217177 | 6350.852961085884 | 33333333.33333333 | 50
xf_2137_to_2067_8 | 0.0 | Yg | [4.840000000000002e-007 4.840000000000002e-007 4.840000000000002e-007] | [1.540619849129547e-009 1.540619849129547e-009 1.540619849129547e-009] | [127017.0592217177000 127017.0592217177000 127017.0592217177000] | Yg | [0.01005928006732953 0.01005928006732953 0.01005928006732953] | [0.001012125487250182 0.001012125487250182 0.001012125487250182] | [6350.852961085884000 6350.852961085884000 6350.852961085884000] | [484000000.0000001 484000000.0000001 484000000.0000001] | [1540619.849129547 1540619.849129547 1540619.849129547] | [0 0 0 0] | [0 0 0 0] | [0 0 0 0] | [0 0 0 0] | [0 0 0 0] | [0 0 0 0] | 127017.0592217177 | 6350.852961085884 | 33333333.33333333 | 50
xf_2139_to_2088_1 | 0.0 | Yg | [1.7424e-007 1.7424e-007 1.7424e-007] | [5.54623145686637e-010 5.54623145686637e-010 5.54623145686637e-010] | [76210.2355330306000 76210.2355330306000 76210.2355330306000] | Yg | [0.01509212639085992 0.01509212639085992 0.01509212639085992] | [0.000976227549655063 0.000976227549655063 0.000976227549655063] | [6350.852961085884000 6350.852961085884000 6350.852961085884000] | [174240000 174240000 174240000] | [554623.1456866369 554623.1456866369 554623.1456866369] | [0 0 0 0] | [0 0 0 0] | [0 0 0 0] | [0 0 0 0] | [0 0 0 0] | [0 0 0 0] | 76210.2355330306 | 6350.852961085884 | 33333333.33333333 | 50
xf_2139_to_2089_2 | 0.0 | Yg | [1.7424e-007 1.7424e-007 1.7424e-007] | [5.54623145686637e-010 5.54623145686637e-010 5.54623145686637e-010] | [76210.2355330306000 76210.2355330306000 76210.2355330306000] | Yg | [0.01646356350959001 0.01646356350959001 0.01646356350959001] | [0.001024128601630608 0.001024128601630608 0.001024128601630608] | [6350.852961085884000 6350.852961085884000 6350.852961085884000] | [174240000 174240000 174240000] | [554623.1456866369 554623.1456866369 554623.1456866369] | [0 0 0 0] | [0 0 0 0] | [0 0 0 0] | [0 0 0 0] | [0 0 0 0] | [0 0 0 0] | 76210.2355330306 | 6350.852961085884 | 33333333.33333333 | 50
xf_2140_to_2338_1 | 0.0 | Yg | [4.840000000000002e-007 4.840000000000002e-007 4.840000000000002e-007] | [1.540619849129547e-009 1.540619849129547e-009 1.540619849129547e-009] | [122253.9195009033000 122253.9195009033000 122253.9195009033000] | Yg | [0.07637949799378509 0.07637949799378509 0.07637949799378509] | [0.00530707416174915 0.00530707416174915 0.00530707416174915] | [19052.55888325765000 19052.55888325765000 19052.55888325765000] | [484000000.0000001 484000000.0000001 484000000.0000001] | [1540619.849129547 1540619.849129547 1540619.849129547] | [0 0 0 0] | [0 0 0 0] | [0 0 0 0] | [0 0 0 0] | [0 0 0 0] | [0 0 0 0] | 127017.0592217177 | 19052.55888325765 | 33333333.33333333 | 50
xf_2140_to_2338_2 | 0.0 | Yg | [4.840000000000002e-007 4.840000000000002e-007 4.840000000000002e-007] | [1.540619849129547e-009 1.540619849129547e-009 1.540619849129547e-009] | [122253.9195009033000 122253.9195009033000 122253.9195009033000] | Yg | [0.07353119602184877 0.07353119602184877 0.07353119602184877] | [0.005508025843641825 0.005508025843641825 0.005508025843641825] | [19052.55888325765000 19052.55888325765000 19052.55888325765000] | [484000000.0000001 484000000.0000001 484000000.0000001] | [1540619.849129547 1540619.849129547 1540619.849129547] | [0 0 0 0] | [0 0 0 0] | [0 0 0 0] | [0 0 0 0] | [0 0 0 0] | [0 0 0 0] | 127017.0592217177 | 19052.55888325765 | 33333333.33333333 | 50
xf_2141_to_2338_3 | 0.0 | Yg | [4.840000000000002e-007 4.840000000000002e-007 4.840000000000002e-007] | [1.540619849129547e-009 1.540619849129547e-009 1.540619849129547e-009] | [122253.9195009033000 122253.9195009033000 122253.9195009033000] | Yg | [0.07303959894041079 0.07303959894041079 0.07303959894041079] | [0.005413156135979228 0.005413156135979228 0.005413156135979228] | [19052.55888325765000 19052.55888325765000 19052.55888325765000] | [484000000.0000001 484000000.0000001 484000000.0000001] | [1540619.849129547 1540619.849129547 1540619.849129547] | [0 0 0 0] | [0 0 0 0] | [0 0 0 0] | [0 0 0 0] | [0 0 0 0] | [0 0 0 0] | 127017.0592217177 | 19052.55888325765 | 33333333.33333333 | 50
xf_2142_to_2032_1 | 0.0 | Yg | [4.840000000000002e-007 4.840000000000002e-007 4.840000000000002e-007] | [1.540619849129547e-009 1.540619849129547e-009 1.540619849129547e-009] | [142019.5059666101000 142019.5059666101000 142019.5059666101000] | Yg | [0.005670962715173979 0.005670962715173979 0.005670962715173979] | [0.0005324633489347112 0.0005324633489347112 0.0005324633489347112] | [6062.177826491071000 6062.177826491071000 6062.177826491071000] | [484000000.0000001 484000000.0000001 484000000.0000001] | [1540619.849129547 1540619.849129547 1540619.849129547] | [0 0 0 0] | [0 0 0 0] | [0 0 0 0] | [0 0 0 0] | [0 0 0 0] | [0 0 0 0] | 127017.0592217177 | 6062.177826491071 | 33333333.33333333 | 50
xf_2142_to_2033_2 | 0.0 | Yg | [4.840000000000002e-007 4.840000000000002e-007 4.840000000000002e-007] | [1.540619849129547e-009 1.540619849129547e-009 1.540619849129547e-009] | [142019.5059666101000 142019.5059666101000 142019.5059666101000] | Yg | [0.005365016546124244 0.005365016546124244 0.005365016546124244] | [0.0005542611174281922 0.0005542611174281922 0.0005542611174281922] | [6062.177826491071000 6062.177826491071000 6062.177826491071000] | [484000000.0000001 484000000.0000001 484000000.0000001] | [1540619.849129547 1540619.849129547 1540619.849129547] | [0 0 0 0] | [0 0 0 0] | [0 0 0 0] | [0 0 0 0] | [0 0 0 0] | [0 0 0 0] | 127017.0592217177 | 6062.177826491071 | 33333333.33333333 | 50
xf_2142_to_2034_3 | 0.0 | Yg | [4.840000000000002e-007 4.840000000000002e-007 4.840000000000002e-007] | [1.540619849129547e-009 1.540619849129547e-009 1.540619849129547e-009] | [142019.5059666101000 142019.5059666101000 142019.5059666101000] | Yg | [0.005208259478296282 0.005208259478296282 0.005208259478296282] | [0.0005441284266354015 0.0005441284266354015 0.0005441284266354015] | [6062.177826491071000 6062.177826491071000 6062.177826491071000] | [484000000.0000001 484000000.0000001 484000000.0000001] | [1540619.849129547 1540619.849129547 1540619.849129547] | [0 0 0 0] | [0 0 0 0] | [0 0 0 0] | [0 0 0 0] | [0 0 0 0] | [0 0 0 0] | 127017.0592217177 | 6062.177826491071 | 33333333.33333333 | 50
xf_2142_to_2035_4 | 0.0 | Yg | [4.840000000000002e-007 4.840000000000002e-007 4.840000000000002e-007] | [1.540619849129547e-009 1.540619849129547e-009 1.540619849129547e-009] | [142019.5059666101000 142019.5059666101000 142019.5059666101000] | Yg | [0.005378744431278205 0.005378744431278205 0.005378744431278205] | [0.0005279509290225345 0.0005279509290225345 0.0005279509290225345] | [6062.177826491071000 6062.177826491071000 6062.177826491071000] | [484000000.0000001 484000000.0000001 484000000.0000001] | [1540619.849129547 1540619.849129547 1540619.849129547] | [0 0 0 0] | [0 0 0 0] | [0 0 0 0] | [0 0 0 0] | [0 0 0 0] | [0 0 0 0] | 127017.0592217177 | 6062.177826491071 | 33333333.33333333 | 50
xf_2143_to_2036_1 | 0.0 | Yg | [4.840000000000002e-007 4.840000000000002e-007 4.840000000000002e-007] | [1.540619849129547e-009 1.540619849129547e-009 1.540619849129547e-009] | [136243.1165233679000 136243.1165233679000 136243.1165233679000] | Yg | [0.003831663264916323 0.003831663264916323 0.003831663264916323] | [0.0004344137510721398 0.0004344137510721398 0.0004344137510721398] | [6062.177826491071000 6062.177826491071000 6062.177826491071000] | [484000000.0000001 484000000.0000001 484000000.0000001] | [1540619.849129547 1540619.849129547 1540619.849129547] | [0 0 0 0] | [0 0 0 0] | [0 0 0 0] | [0 0 0 0] | [0 0 0 0] | [0 0 0 0] | 127017.0592217177 | 6062.177826491071 | 33333333.33333333 | 50
xf_2143_to_2037_2 | 0.0 | Yg | [4.840000000000002e-007 4.840000000000002e-007 4.840000000000002e-007] | [1.540619849129547e-009 1.540619849129547e-009 1.540619849129547e-009] | [136243.1165233679000 136243.1165233679000 136243.1165233679000] | Yg | [0.003889561294688515 0.003889561294688515 0.003889561294688515] | [0.0004379306398292752 0.0004379306398292752 0.0004379306398292752] | [6062.177826491071000 6062.177826491071000 6062.177826491071000] | [484000000.0000001 484000000.0000001 484000000.0000001] | [1540619.849129547 1540619.849129547 1540619.849129547] | [0 0 0 0] | [0 0 0 0] | [0 0 0 0] | [0 0 0 0] | [0 0 0 0] | [0 0 0 0] | 127017.0592217177 | 6062.177826491071 | 33333333.33333333 | 50
xf_2143_to_2038_3 | 0.0 | Yg | [4.840000000000002e-007 4.840000000000002e-007 4.840000000000002e-007] | [1.540619849129547e-009 1.540619849129547e-009 1.540619849129547e-009] | [136243.1165233679000 136243.1165233679000 136243.1165233679000] | Yg | [0.004060129699410981 0.004060129699410981 0.004060129699410981] | [0.0004370367407637251 0.0004370367407637251 0.0004370367407637251] | [6062.177826491071000 6062.177826491071000 6062.177826491071000] | [484000000.0000001 484000000.0000001 484000000.0000001] | [1540619.849129547 1540619.849129547 1540619.849129547] | [0 0 0 0] | [0 0 0 0] | [0 0 0 0] | [0 0 0 0] | [0 0 0 0] | [0 0 0 0] | 127017.0592217177 | 6062.177826491071 | 33333333.33333333 | 50
xf_2146_to_2248_4 | 0.0 | Yg | [4.840000000000002e-007 4.840000000000002e-007 4.840000000000002e-007] | [1.540619849129547e-009 1.540619849129547e-009 1.540619849129547e-009] | [124540.2265668942000 124540.2265668942000 124540.2265668942000] | Yg | [0.08394440762393465 0.08394440762393465 0.08394440762393465] | [0.01444532263653804 0.01444532263653804 0.01444532263653804] | [38105.1177665153000 38105.1177665153000 38105.1177665153000] | [484000000.0000001 484000000.0000001 484000000.0000001] | [1540619.849129547 1540619.849129547 1540619.849129547] | [0 0 0 0] | [0 0 0 0] | [0 0 0 0] | [0 0 0 0] | [0 0 0 0] | [0 0 0 0] | 127017.0592217177 | 38105.1177665153 | 33333333.33333333 | 50
xf_2146_to_2248_5 | 0.0 | Yg | [4.840000000000002e-007 4.840000000000002e-007 4.840000000000002e-007] | [1.540619849129547e-009 1.540619849129547e-009 1.540619849129547e-009] | [124540.2265668942000 124540.2265668942000 124540.2265668942000] | Yg | [0.08288024055082545 0.08288024055082545 0.08288024055082545] | [0.01406125846613971 0.01406125846613971 0.01406125846613971] | [38105.1177665153000 38105.1177665153000 38105.1177665153000] | [484000000.0000001 484000000.0000001 484000000.0000001] | [1540619.849129547 1540619.849129547 1540619.849129547] | [0 0 0 0] | [0 0 0 0] | [0 0 0 0] | [0 0 0 0] | [0 0 0 0] | [0 0 0 0] | 127017.0592217177 | 38105.1177665153 | 33333333.33333333 | 50
xf_2146_to_2249_6 | 0.0 | Yg | [4.840000000000002e-007 4.840000000000002e-007 4.840000000000002e-007] | [1.540619849129547e-009 1.540619849129547e-009 1.540619849129547e-009] | [122063.3939120707000 122063.3939120707000 122063.3939120707000] | Yg | [0.1321125108080728 0.1321125108080728 0.1321125108080728] | [0.01444673566714694 0.01444673566714694 0.01444673566714694] | [38105.1177665153000 38105.1177665153000 38105.1177665153000] | [484000000.0000001 484000000.0000001 484000000.0000001] | [1540619.849129547 1540619.849129547 1540619.849129547] | [0 0 0 0] | [0 0 0 0] | [0 0 0 0] | [0 0 0 0] | [0 0 0 0] | [0 0 0 0] | 127017.0592217177 | 38105.1177665153 | 33333333.33333333 | 50
xf_2146_to_2249_7 | 0.0 | Yg | [4.840000000000002e-007 4.840000000000002e-007 4.840000000000002e-007] | [1.540619849129547e-009 1.540619849129547e-009 1.540619849129547e-009] | [122063.3939120707000 122063.3939120707000 122063.3939120707000] | Yg | [0.1231045677441075 0.1231045677441075 0.1231045677441075] | [0.01477126593248709 0.01477126593248709 0.01477126593248709] | [38105.1177665153000 38105.1177665153000 38105.1177665153000] | [484000000.0000001 484000000.0000001 484000000.0000001] | [1540619.849129547 1540619.849129547 1540619.849129547] | [0 0 0 0] | [0 0 0 0] | [0 0 0 0] | [0 0 0 0] | [0 0 0 0] | [0 0 0 0] | 127017.0592217177 | 38105.1177665153 | 33333333.33333333 | 50
xf_2146_to_2250_8 | 0.0 | Yg | [4.840000000000002e-007 4.840000000000002e-007 4.840000000000002e-007] | [1.540619849129547e-009 1.540619849129547e-009 1.540619849129547e-009] | [124540.2265668942000 124540.2265668942000 124540.2265668942000] | Yg | [0.0964119724164436 0.0964119724164436 0.0964119724164436] | [0.01347756274324428 0.01347756274324428 0.01347756274324428] | [38105.1177665153000 38105.1177665153000 38105.1177665153000] | [484000000.0000001 484000000.0000001 484000000.0000001] | [1540619.849129547 1540619.849129547 1540619.849129547] | [0 0 0 0] | [0 0 0 0] | [0 0 0 0] | [0 0 0 0] | [0 0 0 0] | [0 0 0 0] | 127017.0592217177 | 38105.1177665153 | 33333333.33333333 | 50
xf_2148_to_2251_1 | 0.0 | Yg | [4.840000000000002e-007 4.840000000000002e-007 4.840000000000002e-007] | [1.540619849129547e-009 1.540619849129547e-009 1.540619849129547e-009] | [137217.7992478138000 137217.7992478138000 137217.7992478138000] | Yg | [0.4114559464494056 0.4114559464494056 0.4114559464494056] | [0.03466507655563055 0.03466507655563055 0.03466507655563055] | [38971.14317029973000 38971.14317029973000 38971.14317029973000] | [484000000.0000001 484000000.0000001 484000000.0000001] | [1540619.849129547 1540619.849129547 1540619.849129547] | [0 0 0 0] | [0 0 0 0] | [0 0 0 0] | [0 0 0 0] | [0 0 0 0] | [0 0 0 0] | 127017.0592217177 | 38105.1177665153 | 33333333.33333333 | 50
xf_2150_to_2048_1 | 0.0 | Yg | [4.840000000000002e-007 4.840000000000002e-007 4.840000000000002e-007] | [1.540619849129547e-009 1.540619849129547e-009 1.540619849129547e-009] | [127017.0592217177000 127017.0592217177000 127017.0592217177000] | Yg | [0.005792810369045363 0.005792810369045363 0.005792810369045363] | [0.0004889591179969724 0.0004889591179969724 0.0004889591179969724] | [6350.852961085884000 6350.852961085884000 6350.852961085884000] | [484000000.0000001 484000000.0000001 484000000.0000001] | [1540619.849129547 1540619.849129547 1540619.849129547] | [0 0 0 0] | [0 0 0 0] | [0 0 0 0] | [0 0 0 0] | [0 0 0 0] | [0 0 0 0] | 127017.0592217177 | 6639.528095680696 | 33333333.33333333 | 50
xf_2151_to_2343_3 | 0.0 | Yg | [1.7424e-007 1.7424e-007 1.7424e-007] | [5.54623145686637e-010 5.54623145686637e-010 5.54623145686637e-010] | [73352.35170054196000 73352.35170054196000 73352.35170054196000] | Yg | [0.009519501249939808 0.009519501249939808 0.009519501249939808] | [0.001962529756102544 0.001962529756102544 0.001962529756102544] | [19052.55888325765000 19052.55888325765000 19052.55888325765000] | [174240000 174240000 174240000] | [554623.1456866369 554623.1456866369 554623.1456866369] | [0 0 0 0] | [0 0 0 0] | [0 0 0 0] | [0 0 0 0] | [0 0 0 0] | [0 0 0 0] | 76210.2355330306 | 19052.55888325765 | 33333333.33333333 | 50
xf_2152_to_2342_2 | 0.0 | Yg | [1.7424e-007 1.7424e-007 1.7424e-007] | [5.54623145686637e-010 5.54623145686637e-010 5.54623145686637e-010] | [73352.35170054196000 73352.35170054196000 73352.35170054196000] | Yg | [0.009544897937057269 0.009544897937057269 0.009544897937057269] | [0.001907104340228047 0.001907104340228047 0.001907104340228047] | [19052.55888325765000 19052.55888325765000 19052.55888325765000] | [174240000 174240000 174240000] | [554623.1456866369 554623.1456866369 554623.1456866369] | [0 0 0 0] | [0 0 0 0] | [0 0 0 0] | [0 0 0 0] | [0 0 0 0] | [0 0 0 0] | 76210.2355330306 | 19052.55888325765 | 33333333.33333333 | 50
xf_2153_to_2060_1 | 0.0 | Yg | [4.840000000000002e-007 4.840000000000002e-007 4.840000000000002e-007] | [1.540619849129547e-009 1.540619849129547e-009 1.540619849129547e-009] | [132790.5619136139000 132790.5619136139000 132790.5619136139000] | Yg | [0.01280842333487021 0.01280842333487021 0.01280842333487021] | [0.0008630070622817203 0.0008630070622817203 0.0008630070622817203] | [6350.852961085884000 6350.852961085884000 6350.852961085884000] | [484000000.0000001 484000000.0000001 484000000.0000001] | [1540619.849129547 1540619.849129547 1540619.849129547] | [0 0 0 0] | [0 0 0 0] | [0 0 0 0] | [0 0 0 0] | [0 0 0 0] | [0 0 0 0] | 127017.0592217177 | 6639.528095680696 | 33333333.33333333 | 50
xf_2153_to_2061_2 | 0.0 | Yg | [4.840000000000002e-007 4.840000000000002e-007 4.840000000000002e-007] | [1.540619849129547e-009 1.540619849129547e-009 1.540619849129547e-009] | [132790.5619136139000 132790.5619136139000 132790.5619136139000] | Yg | [0.01335000003578236 0.01335000003578236 0.01335000003578236] | [0.0008213731386266886 0.0008213731386266886 0.0008213731386266886] | [6350.852961085884000 6350.852961085884000 6350.852961085884000] | [484000000.0000001 484000000.0000001 484000000.0000001] | [1540619.849129547 1540619.849129547 1540619.849129547] | [0 0 0 0] | [0 0 0 0] | [0 0 0 0] | [0 0 0 0] | [0 0 0 0] | [0 0 0 0] | 127017.0592217177 | 6639.528095680696 | 33333333.33333333 | 50
xf_2153_to_2062_3 | 0.0 | Yg | [4.840000000000002e-007 4.840000000000002e-007 4.840000000000002e-007] | [1.540619849129547e-009 1.540619849129547e-009 1.540619849129547e-009] | [138852.739740105000 138852.739740105000 138852.739740105000] | Yg | [0 0 0] | [0.0007727989319366947 0.0007727989319366947 0.0007727989319366947] | [6639.528095680697000 6639.528095680697000 6639.528095680697000] | [484000000.0000001 484000000.0000001 484000000.0000001] | [1540619.849129547 1540619.849129547 1540619.849129547] | [0 0 0 0] | [0 0 0 0] | [0 0 0 0] | [0 0 0 0] | [0 0 0 0] | [0 0 0 0] | 127017.0592217177 | 6639.528095680696 | 33333333.33333333 | 50
xf_2155_to_2261_1 | 0.0 | Yg | [4.840000000000002e-007 4.840000000000002e-007 4.840000000000002e-007] | [1.540619849129547e-009 1.540619849129547e-009 1.540619849129547e-009] | [127239.9164256249000 127239.9164256249000 127239.9164256249000] | Yg | [0.1034062554336631 0.1034062554336631 0.1034062554336631] | [0.01528052487227003 0.01528052487227003 0.01528052487227003] | [38105.1177665153000 38105.1177665153000 38105.1177665153000] | [484000000.0000001 484000000.0000001 484000000.0000001] | [1540619.849129547 1540619.849129547 1540619.849129547] | [0 0 0 0] | [0 0 0 0] | [0 0 0 0] | [0 0 0 0] | [0 0 0 0] | [0 0 0 0] | 127017.0592217177 | 38105.1177665153 | 33333333.33333333 | 50
xf_2156_to_2262_2 | 0.0 | Yg | [4.840000000000002e-007 4.840000000000002e-007 4.840000000000002e-007] | [1.540619849129547e-009 1.540619849129547e-009 1.540619849129547e-009] | [127239.9164256249000 127239.9164256249000 127239.9164256249000] | Yg | [0.06375814829882381 0.06375814829882381 0.06375814829882381] | [0.01462316712847036 0.01462316712847036 0.01462316712847036] | [38105.1177665153000 38105.1177665153000 38105.1177665153000] | [484000000.0000001 484000000.0000001 484000000.0000001] | [1540619.849129547 1540619.849129547 1540619.849129547] | [0 0 0 0] | [0 0 0 0] | [0 0 0 0] | [0 0 0 0] | [0 0 0 0] | [0 0 0 0] | 127017.0592217177 | 38105.1177665153 | 33333333.33333333 | 50
xf_2157_to_2261_3 | 0.0 | Yg | [4.840000000000002e-007 4.840000000000002e-007 4.840000000000002e-007] | [1.540619849129547e-009 1.540619849129547e-009 1.540619849129547e-009] | [127239.9164256249000 127239.9164256249000 127239.9164256249000] | Yg | [0.08769870168959996 0.08769870168959996 0.08769870168959996] | [0.01507485354298987 0.01507485354298987 0.01507485354298987] | [38105.1177665153000 38105.1177665153000 38105.1177665153000] | [484000000.0000001 484000000.0000001 484000000.0000001] | [1540619.849129547 1540619.849129547 1540619.849129547] | [0 0 0 0] | [0 0 0 0] | [0 0 0 0] | [0 0 0 0] | [0 0 0 0] | [0 0 0 0] | 127017.0592217177 | 38105.1177665153 | 33333333.33333333 | 50
xf_2158_to_2264_1 | 0.0 | Yg | [4.840000000000002e-007 4.840000000000002e-007 4.840000000000002e-007] | [1.540619849129547e-009 1.540619849129547e-009 1.540619849129547e-009] | [127017.0592217177000 127017.0592217177000 127017.0592217177000] | Yg | [0.06007210192551594 0.06007210192551594 0.06007210192551594] | [0.01071013549142774 0.01071013549142774 0.01071013549142774] | [38105.1177665153000 38105.1177665153000 38105.1177665153000] | [484000000.0000001 484000000.0000001 484000000.0000001] | [1540619.849129547 1540619.849129547 1540619.849129547] | [0 0 0 0] | [0 0 0 0] | [0 0 0 0] | [0 0 0 0] | [0 0 0 0] | [0 0 0 0] | 127017.0592217177 | 38105.1177665153 | 33333333.33333333 | 50
xf_2158_to_2264_2 | 0.0 | Yg | [4.840000000000002e-007 4.840000000000002e-007 4.840000000000002e-007] | [1.540619849129547e-009 1.540619849129547e-009 1.540619849129547e-009] | [127017.0592217177000 127017.0592217177000 127017.0592217177000] | Yg | [0.06122042160495549 0.06122042160495549 0.06122042160495549] | [0.01153799828393912 0.01153799828393912 0.01153799828393912] | [38105.1177665153000 38105.1177665153000 38105.1177665153000] | [484000000.0000001 484000000.0000001 484000000.0000001] | [1540619.849129547 1540619.849129547 1540619.849129547] | [0 0 0 0] | [0 0 0 0] | [0 0 0 0] | [0 0 0 0] | [0 0 0 0] | [0 0 0 0] | 127017.0592217177 | 38105.1177665153 | 33333333.33333333 | 50
xf_2159_to_2073_1 | 0.0 | Yg | [4.840000000000002e-007 4.840000000000002e-007 4.840000000000002e-007] | [1.540619849129547e-009 1.540619849129547e-009 1.540619849129547e-009] | [134828.6083638533000 134828.6083638533000 134828.6083638533000] | Yg | [0.002386471836340426 0.002386471836340426 0.002386471836340426] | [0.000703126709827771 0.000703126709827771 0.000703126709827771] | [13856.40646055102000 13856.40646055102000 13856.40646055102000] | [484000000.0000001 484000000.0000001 484000000.0000001] | [1540619.849129547 1540619.849129547 1540619.849129547] | [0 0 0 0] | [0 0 0 0] | [0 0 0 0] | [0 0 0 0] | [0 0 0 0] | [0 0 0 0] | 127017.0592217177 | 13856.40646055102 | 33333333.33333333 | 50
xf_2162_to_2271_2 | 0.0 | Yg | [4.840000000000002e-007 4.840000000000002e-007 4.840000000000002e-007] | [1.540619849129547e-009 1.540619849129547e-009 1.540619849129547e-009] | [123615.600110787000 123615.600110787000 123615.600110787000] | Yg | [0.471800006878352 0.471800006878352 0.471800006878352] | [0.02177188704846106 0.02177188704846106 0.02177188704846106] | [38105.1177665153000 38105.1177665153000 38105.1177665153000] | [484000000.0000001 484000000.0000001 484000000.0000001] | [1540619.849129547 1540619.849129547 1540619.849129547] | [0 0 0 0] | [0 0 0 0] | [0 0 0 0] | [0 0 0 0] | [0 0 0 0] | [0 0 0 0] | 127017.0592217177 | 38105.1177665153 | 33333333.33333333 | 50
xf_2162_to_2271_4 | 0.0 | Yg | [4.840000000000002e-007 4.840000000000002e-007 4.840000000000002e-007] | [1.540619849129547e-009 1.540619849129547e-009 1.540619849129547e-009] | [123615.600110787000 123615.600110787000 123615.600110787000] | Yg | [0.4823557974244311 0.4823557974244311 0.4823557974244311] | [0.02226251068552001 0.02226251068552001 0.02226251068552001] | [38105.1177665153000 38105.1177665153000 38105.1177665153000] | [484000000.0000001 484000000.0000001 484000000.0000001] | [1540619.849129547 1540619.849129547 1540619.849129547] | [0 0 0 0] | [0 0 0 0] | [0 0 0 0] | [0 0 0 0] | [0 0 0 0] | [0 0 0 0] | 127017.0592217177 | 38105.1177665153 | 33333333.33333333 | 50
xf_2162_to_2315_1 | 0.0 | Yg | [4.840000000000002e-007 4.840000000000002e-007 4.840000000000002e-007] | [1.540619849129547e-009 1.540619849129547e-009 1.540619849129547e-009] | [135677.313259562000 135677.313259562000 135677.313259562000] | Yg | [0.1242620739561668 0.1242620739561668 0.1242620739561668] | [0.0115066824242812 0.0115066824242812 0.0115066824242812] | [12701.70592217177000 12701.70592217177000 12701.70592217177000] | [484000000.0000001 484000000.0000001 484000000.0000001] | [1540619.849129547 1540619.849129547 1540619.849129547] | [0 0 0 0] | [0 0 0 0] | [0 0 0 0] | [0 0 0 0] | [0 0 0 0] | [0 0 0 0] | 127017.0592217177 | 12701.70592217177 | 33333333.33333333 | 50
xf_2162_to_2315_3 | 0.0 | Yg | [4.840000000000002e-007 4.840000000000002e-007 4.840000000000002e-007] | [1.540619849129547e-009 1.540619849129547e-009 1.540619849129547e-009] | [135677.313259562000 135677.313259562000 135677.313259562000] | Yg | [0.1253202943366021 0.1253202943366021 0.1253202943366021] | [0.01111105670761772 0.01111105670761772 0.01111105670761772] | [12701.70592217177000 12701.70592217177000 12701.70592217177000] | [484000000.0000001 484000000.0000001 484000000.0000001] | [1540619.849129547 1540619.849129547 1540619.849129547] | [0 0 0 0] | [0 0 0 0] | [0 0 0 0] | [0 0 0 0] | [0 0 0 0] | [0 0 0 0] | 127017.0592217177 | 12701.70592217177 | 33333333.33333333 | 50
xf_2167_to_2103_8 | 0.0 | Yg | [4.840000000000002e-007 4.840000000000002e-007 4.840000000000002e-007] | [1.540619849129547e-009 1.540619849129547e-009 1.540619849129547e-009] | [123841.6327411747000 123841.6327411747000 123841.6327411747000] | Yg | [0.03331158682339223 0.03331158682339223 0.03331158682339223] | [0.005649208026227719 0.005649208026227719 0.005649208026227719] | [12701.70592217177000 12701.70592217177000 12701.70592217177000] | [484000000.0000001 484000000.0000001 484000000.0000001] | [1540619.849129547 1540619.849129547 1540619.849129547] | [0 0 0 0] | [0 0 0 0] | [0 0 0 0] | [0 0 0 0] | [0 0 0 0] | [0 0 0 0] | 127017.0592217177 | 12701.70592217177 | 33333333.33333333 | 50
xf_2167_to_2197_2 | 0.0 | Yg | [4.840000000000002e-007 4.840000000000002e-007 4.840000000000002e-007] | [1.540619849129547e-009 1.540619849129547e-009 1.540619849129547e-009] | [122063.3939120707000 122063.3939120707000 122063.3939120707000] | Yg | [0.1232511409605991 0.1232511409605991 0.1232511409605991] | [0.01418781296468146 0.01418781296468146 0.01418781296468146] | [38105.1177665153000 38105.1177665153000 38105.1177665153000] | [484000000.0000001 484000000.0000001 484000000.0000001] | [1540619.849129547 1540619.849129547 1540619.849129547] | [0 0 0 0] | [0 0 0 0] | [0 0 0 0] | [0 0 0 0] | [0 0 0 0] | [0 0 0 0] | 127017.0592217177 | 38105.1177665153 | 33333333.33333333 | 50
xf_2167_to_2197_3 | 0.0 | Yg | [4.840000000000002e-007 4.840000000000002e-007 4.840000000000002e-007] | [1.540619849129547e-009 1.540619849129547e-009 1.540619849129547e-009] | [122063.3939120707000 122063.3939120707000 122063.3939120707000] | Yg | [0.05911724889038794 0.05911724889038794 0.05911724889038794] | [0.01340351274448674 0.01340351274448674 0.01340351274448674] | [38105.1177665153000 38105.1177665153000 38105.1177665153000] | [484000000.0000001 484000000.0000001 484000000.0000001] | [1540619.849129547 1540619.849129547 1540619.849129547] | [0 0 0 0] | [0 0 0 0] | [0 0 0 0] | [0 0 0 0] | [0 0 0 0] | [0 0 0 0] | 127017.0592217177 | 38105.1177665153 | 33333333.33333333 | 50
xf_2167_to_2197_4 | 0.0 | Yg | [4.840000000000002e-007 4.840000000000002e-007 4.840000000000002e-007] | [1.540619849129547e-009 1.540619849129547e-009 1.540619849129547e-009] | [127017.0592217177000 127017.0592217177000 127017.0592217177000] | Yg | [0.14753726841208 0.14753726841208 0.14753726841208] | [0.01425507859583697 0.01425507859583697 0.01425507859583697] | [38105.1177665153000 38105.1177665153000 38105.1177665153000] | [484000000.0000001 484000000.0000001 484000000.0000001] | [1540619.849129547 1540619.849129547 1540619.849129547] | [0 0 0 0] | [0 0 0 0] | [0 0 0 0] | [0 0 0 0] | [0 0 0 0] | [0 0 0 0] | 127017.0592217177 | 38105.1177665153 | 33333333.33333333 | 50
xf_2167_to_2272_1 | 0.0 | Yg | [4.840000000000002e-007 4.840000000000002e-007 4.840000000000002e-007] | [1.540619849129547e-009 1.540619849129547e-009 1.540619849129547e-009] | [114632.8959476002000 114632.8959476002000 114632.8959476002000] | Yg | [0.1482071701182908 0.1482071701182908 0.1482071701182908] | [0.01442010009834882 0.01442010009834882 0.01442010009834882] | [38105.1177665153000 38105.1177665153000 38105.1177665153000] | [484000000.0000001 484000000.0000001 484000000.0000001] | [1540619.849129547 1540619.849129547 1540619.849129547] | [0 0 0 0] | [0 0 0 0] | [0 0 0 0] | [0 0 0 0] | [0 0 0 0] | [0 0 0 0] | 127017.0592217177 | 38105.1177665153 | 33333333.33333333 | 50
xf_2167_to_2272_5 | 0.0 | Yg | [4.840000000000002e-007 4.840000000000002e-007 4.840000000000002e-007] | [1.540619849129547e-009 1.540619849129547e-009 1.540619849129547e-009] | [114632.8959476002000 114632.8959476002000 114632.8959476002000] | Yg | [0.1444144765599673 0.1444144765599673 0.1444144765599673] | [0.0136223859749846 0.0136223859749846 0.0136223859749846] | [38105.1177665153000 38105.1177665153000 38105.1177665153000] | [484000000.0000001 484000000.0000001 484000000.0000001] | [1540619.849129547 1540619.849129547 1540619.849129547] | [0 0 0 0] | [0 0 0 0] | [0 0 0 0] | [0 0 0 0] | [0 0 0 0] | [0 0 0 0] | 127017.0592217177 | 38105.1177665153 | 33333333.33333333 | 50
xf_2167_to_2272_6 | 0.0 | Yg | [4.840000000000002e-007 4.840000000000002e-007 4.840000000000002e-007] | [1.540619849129547e-009 1.540619849129547e-009 1.540619849129547e-009] | [114632.8959476002000 114632.8959476002000 114632.8959476002000] | Yg | [0.09476154629412202 0.09476154629412202 0.09476154629412202] | [0.01429942498794794 0.01429942498794794 0.01429942498794794] | [38105.1177665153000 38105.1177665153000 38105.1177665153000] | [484000000.0000001 484000000.0000001 484000000.0000001] | [1540619.849129547 1540619.849129547 1540619.849129547] | [0 0 0 0] | [0 0 0 0] | [0 0 0 0] | [0 0 0 0] | [0 0 0 0] | [0 0 0 0] | 127017.0592217177 | 38105.1177665153 | 33333333.33333333 | 50
xf_2167_to_2316_7 | 0.0 | Yg | [4.840000000000002e-007 4.840000000000002e-007 4.840000000000002e-007] | [1.540619849129547e-009 1.540619849129547e-009 1.540619849129547e-009] | [124130.3078757695000 124130.3078757695000 124130.3078757695000] | Yg | [0.01492868095192779 0.01492868095192779 0.01492868095192779] | [0.002159505605348535 0.002159505605348535 0.002159505605348535] | [12701.70592217177000 12701.70592217177000 12701.70592217177000] | [484000000.0000001 484000000.0000001 484000000.0000001] | [1540619.849129547 1540619.849129547 1540619.849129547] | [0 0 0 0] | [0 0 0 0] | [0 0 0 0] | [0 0 0 0] | [0 0 0 0] | [0 0 0 0] | 127017.0592217177 | 12701.70592217177 | 33333333.33333333 | 50
xf_2168_to_2273_3 | 0.0 | Yg | [4.840000000000002e-007 4.840000000000002e-007 4.840000000000002e-007] | [1.540619849129547e-009 1.540619849129547e-009 1.540619849129547e-009] | [127017.0592217177000 127017.0592217177000 127017.0592217177000] | Yg | [0.08295085095910938 0.08295085095910938 0.08295085095910938] | [0.01292746262840053 0.01292746262840053 0.01292746262840053] | [38105.1177665153000 38105.1177665153000 38105.1177665153000] | [484000000.0000001 484000000.0000001 484000000.0000001] | [1540619.849129547 1540619.849129547 1540619.849129547] | [0 0 0 0] | [0 0 0 0] | [0 0 0 0] | [0 0 0 0] | [0 0 0 0] | [0 0 0 0] | 127017.0592217177 | 38105.1177665153 | 33333333.33333333 | 50
xf_2168_to_2273_4 | 0.0 | Yg | [4.840000000000002e-007 4.840000000000002e-007 4.840000000000002e-007] | [1.540619849129547e-009 1.540619849129547e-009 1.540619849129547e-009] | [127017.0592217177000 127017.0592217177000 127017.0592217177000] | Yg | [0.1489089886770972 0.1489089886770972 0.1489089886770972] | [0.01345627119958008 0.01345627119958008 0.01345627119958008] | [38105.1177665153000 38105.1177665153000 38105.1177665153000] | [484000000.0000001 484000000.0000001 484000000.0000001] | [1540619.849129547 1540619.849129547 1540619.849129547] | [0 0 0 0] | [0 0 0 0] | [0 0 0 0] | [0 0 0 0] | [0 0 0 0] | [0 0 0 0] | 127017.0592217177 | 38105.1177665153 | 33333333.33333333 | 50
xf_2168_to_2274_1 | 0.0 | Yg | [4.840000000000002e-007 4.840000000000002e-007 4.840000000000002e-007] | [1.540619849129547e-009 1.540619849129547e-009 1.540619849129547e-009] | [122063.3939120707000 122063.3939120707000 122063.3939120707000] | Yg | [0.09706404207559767 0.09706404207559767 0.09706404207559767] | [0.01328187771523426 0.01328187771523426 0.01328187771523426] | [38105.1177665153000 38105.1177665153000 38105.1177665153000] | [484000000.0000001 484000000.0000001 484000000.0000001] | [1540619.849129547 1540619.849129547 1540619.849129547] | [0 0 0 0] | [0 0 0 0] | [0 0 0 0] | [0 0 0 0] | [0 0 0 0] | [0 0 0 0] | 127017.0592217177 | 38105.1177665153 | 33333333.33333333 | 50
xf_2168_to_2274_2 | 0.0 | Yg | [4.840000000000002e-007 4.840000000000002e-007 4.840000000000002e-007] | [1.540619849129547e-009 1.540619849129547e-009 1.540619849129547e-009] | [122063.3939120707000 122063.3939120707000 122063.3939120707000] | Yg | [0.1271610881511145 0.1271610881511145 0.1271610881511145] | [0.01302616480351934 0.01302616480351934 0.01302616480351934] | [38105.1177665153000 38105.1177665153000 38105.1177665153000] | [484000000.0000001 484000000.0000001 484000000.0000001] | [1540619.849129547 1540619.849129547 1540619.849129547] | [0 0 0 0] | [0 0 0 0] | [0 0 0 0] | [0 0 0 0] | [0 0 0 0] | [0 0 0 0] | 127017.0592217177 | 38105.1177665153 | 33333333.33333333 | 50
xf_2168_to_2320_6 | 0.0 | Yg | [4.840000000000002e-007 4.840000000000002e-007 4.840000000000002e-007] | [1.540619849129547e-009 1.540619849129547e-009 1.540619849129547e-009] | [117490.7797800889000 117490.7797800889000 117490.7797800889000] | Yg | [0.03291951691949666 0.03291951691949666 0.03291951691949666] | [0.006120140005518126 0.006120140005518126 0.006120140005518126] | [12701.70592217177000 12701.70592217177000 12701.70592217177000] | [484000000.0000001 484000000.0000001 484000000.0000001] | [1540619.849129547 1540619.849129547 1540619.849129547] | [0 0 0 0] | [0 0 0 0] | [0 0 0 0] | [0 0 0 0] | [0 0 0 0] | [0 0 0 0] | 127017.0592217177 | 12701.70592217177 | 33333333.33333333 | 50
xf_2168_to_2321_5 | 0.0 | Yg | [4.840000000000002e-007 4.840000000000002e-007 4.840000000000002e-007] | [1.540619849129547e-009 1.540619849129547e-009 1.540619849129547e-009] | [122253.9195009033000 122253.9195009033000 122253.9195009033000] | Yg | [0.03153875480829465 0.03153875480829465 0.03153875480829465] | [0.006029567600585547 0.006029567600585547 0.006029567600585547] | [12701.70592217177000 12701.70592217177000 12701.70592217177000] | [484000000.0000001 484000000.0000001 484000000.0000001] | [1540619.849129547 1540619.849129547 1540619.849129547] | [0 0 0 0] | [0 0 0 0] | [0 0 0 0] | [0 0 0 0] | [0 0 0 0] | [0 0 0 0] | 127017.0592217177 | 12701.70592217177 | 33333333.33333333 | 50
xf_2169_to_2275_1 | 0.0 | Yg | [4.840000000000002e-007 4.840000000000002e-007 4.840000000000002e-007] | [1.540619849129547e-009 1.540619849129547e-009 1.540619849129547e-009] | [128355.3571456993000 128355.3571456993000 128355.3571456993000] | Yg | [0.1282811718686034 0.1282811718686034 0.1282811718686034] | [0.01517919876912602 0.01517919876912602 0.01517919876912602] | [38971.14317029973000 38971.14317029973000 38971.14317029973000] | [484000000.0000001 484000000.0000001 484000000.0000001] | [1540619.849129547 1540619.849129547 1540619.849129547] | [0 0 0 0] | [0 0 0 0] | [0 0 0 0] | [0 0 0 0] | [0 0 0 0] | [0 0 0 0] | 127017.0592217177 | 38105.1177665153 | 33333333.33333333 | 50
xf_2169_to_2275_2 | 0.0 | Yg | [4.840000000000002e-007 4.840000000000002e-007 4.840000000000002e-007] | [1.540619849129547e-009 1.540619849129547e-009 1.540619849129547e-009] | [128355.3571456993000 128355.3571456993000 128355.3571456993000] | Yg | [0.124881836685757 0.124881836685757 0.124881836685757] | [0.01517036354966213 0.01517036354966213 0.01517036354966213] | [38971.14317029973000 38971.14317029973000 38971.14317029973000] | [484000000.0000001 484000000.0000001 484000000.0000001] | [1540619.849129547 1540619.849129547 1540619.849129547] | [0 0 0 0] | [0 0 0 0] | [0 0 0 0] | [0 0 0 0] | [0 0 0 0] | [0 0 0 0] | 127017.0592217177 | 38105.1177665153 | 33333333.33333333 | 50
xf_2169_to_2275_3 | 0.0 | Yg | [4.840000000000002e-007 4.840000000000002e-007 4.840000000000002e-007] | [1.540619849129547e-009 1.540619849129547e-009 1.540619849129547e-009] | [128355.3571456993000 128355.3571456993000 128355.3571456993000] | Yg | [0.09054255868787654 0.09054255868787654 0.09054255868787654] | [0.01402679208339658 0.01402679208339658 0.01402679208339658] | [38971.14317029973000 38971.14317029973000 38971.14317029973000] | [484000000.0000001 484000000.0000001 484000000.0000001] | [1540619.849129547 1540619.849129547 1540619.849129547] | [0 0 0 0] | [0 0 0 0] | [0 0 0 0] | [0 0 0 0] | [0 0 0 0] | [0 0 0 0] | 127017.0592217177 | 38105.1177665153 | 33333333.33333333 | 50
xf_2170_to_2276_5 | 0.0 | Yg | [4.840000000000002e-007 4.840000000000002e-007 4.840000000000002e-007] | [1.540619849129547e-009 1.540619849129547e-009 1.540619849129547e-009] | [124540.2265668942000 124540.2265668942000 124540.2265668942000] | Yg | [0.05328356785606376 0.05328356785606376 0.05328356785606376] | [0.01216467759106378 0.01216467759106378 0.01216467759106378] | [38105.1177665153000 38105.1177665153000 38105.1177665153000] | [484000000.0000001 484000000.0000001 484000000.0000001] | [1540619.849129547 1540619.849129547 1540619.849129547] | [0 0 0 0] | [0 0 0 0] | [0 0 0 0] | [0 0 0 0] | [0 0 0 0] | [0 0 0 0] | 127017.0592217177 | 38105.1177665153 | 33333333.33333333 | 50
xf_2171_to_2276_4 | 0.0 | Yg | [4.840000000000002e-007 4.840000000000002e-007 4.840000000000002e-007] | [1.540619849129547e-009 1.540619849129547e-009 1.540619849129547e-009] | [124540.2265668942000 124540.2265668942000 124540.2265668942000] | Yg | [0.05681889325107321 0.05681889325107321 0.05681889325107321] | [0.01168744089047952 0.01168744089047952 0.01168744089047952] | [38105.1177665153000 38105.1177665153000 38105.1177665153000] | [484000000.0000001 484000000.0000001 484000000.0000001] | [1540619.849129547 1540619.849129547 1540619.849129547] | [0 0 0 0] | [0 0 0 0] | [0 0 0 0] | [0 0 0 0] | [0 0 0 0] | [0 0 0 0] | 127017.0592217177 | 38105.1177665153 | 33333333.33333333 | 50
xf_2172_to_2277_1 | 0.0 | Yg | [4.840000000000002e-007 4.840000000000002e-007 4.840000000000002e-007] | [1.540619849129547e-009 1.540619849129547e-009 1.540619849129547e-009] | [119586.5612572472000 119586.5612572472000 119586.5612572472000] | Yg | [0.1485406763298522 0.1485406763298522 0.1485406763298522] | [0.01473649832546745 0.01473649832546745 0.01473649832546745] | [38105.1177665153000 38105.1177665153000 38105.1177665153000] | [484000000.0000001 484000000.0000001 484000000.0000001] | [1540619.849129547 1540619.849129547 1540619.849129547] | [0 0 0 0] | [0 0 0 0] | [0 0 0 0] | [0 0 0 0] | [0 0 0 0] | [0 0 0 0] | 127017.0592217177 | 38105.1177665153 | 33333333.33333333 | 50
xf_2172_to_2277_2 | 0.0 | Yg | [4.840000000000002e-007 4.840000000000002e-007 4.840000000000002e-007] | [1.540619849129547e-009 1.540619849129547e-009 1.540619849129547e-009] | [119586.5612572472000 119586.5612572472000 119586.5612572472000] | Yg | [0.1424838363548002 0.1424838363548002 0.1424838363548002] | [0.01390885792414611 0.01390885792414611 0.01390885792414611] | [38105.1177665153000 38105.1177665153000 38105.1177665153000] | [484000000.0000001 484000000.0000001 484000000.0000001] | [1540619.849129547 1540619.849129547 1540619.849129547] | [0 0 0 0] | [0 0 0 0] | [0 0 0 0] | [0 0 0 0] | [0 0 0 0] | [0 0 0 0] | 127017.0592217177 | 38105.1177665153 | 33333333.33333333 | 50
xf_2172_to_2278_3 | 0.0 | Yg | [4.840000000000002e-007 4.840000000000002e-007 4.840000000000002e-007] | [1.540619849129547e-009 1.540619849129547e-009 1.540619849129547e-009] | [124540.2265668942000 124540.2265668942000 124540.2265668942000] | Yg | [0.1465179037510108 0.1465179037510108 0.1465179037510108] | [0.01419984583153663 0.01419984583153663 0.01419984583153663] | [38105.1177665153000 38105.1177665153000 38105.1177665153000] | [484000000.0000001 484000000.0000001 484000000.0000001] | [1540619.849129547 1540619.849129547 1540619.849129547] | [0 0 0 0] | [0 0 0 0] | [0 0 0 0] | [0 0 0 0] | [0 0 0 0] | [0 0 0 0] | 127017.0592217177 | 38105.1177665153 | 33333333.33333333 | 50
xf_2172_to_2278_4 | 0.0 | Yg | [4.840000000000002e-007 4.840000000000002e-007 4.840000000000002e-007] | [1.540619849129547e-009 1.540619849129547e-009 1.540619849129547e-009] | [124540.2265668942000 124540.2265668942000 124540.2265668942000] | Yg | [0.09361777257418316 0.09361777257418316 0.09361777257418316] | [0.01519997591862977 0.01519997591862977 0.01519997591862977] | [38105.1177665153000 38105.1177665153000 38105.1177665153000] | [484000000.0000001 484000000.0000001 484000000.0000001] | [1540619.849129547 1540619.849129547 1540619.849129547] | [0 0 0 0] | [0 0 0 0] | [0 0 0 0] | [0 0 0 0] | [0 0 0 0] | [0 0 0 0] | 127017.0592217177 | 38105.1177665153 | 33333333.33333333 | 50
xf_2174_to_2279_1 | 0.0 | Yg | [4.840000000000002e-007 4.840000000000002e-007 4.840000000000002e-007] | [1.540619849129547e-009 1.540619849129547e-009 1.540619849129547e-009] | [124540.2265668942000 124540.2265668942000 124540.2265668942000] | Yg | [0.09373338846715461 0.09373338846715461 0.09373338846715461] | [0.0134535875649186 0.0134535875649186 0.0134535875649186] | [38105.1177665153000 38105.1177665153000 38105.1177665153000] | [484000000.0000001 484000000.0000001 484000000.0000001] | [1540619.849129547 1540619.849129547 1540619.849129547] | [0 0 0 0] | [0 0 0 0] | [0 0 0 0] | [0 0 0 0] | [0 0 0 0] | [0 0 0 0] | 127017.0592217177 | 38105.1177665153 | 33333333.33333333 | 50
xf_2174_to_2279_2 | 0.0 | Yg | [4.840000000000002e-007 4.840000000000002e-007 4.840000000000002e-007] | [1.540619849129547e-009 1.540619849129547e-009 1.540619849129547e-009] | [124540.2265668942000 124540.2265668942000 124540.2265668942000] | Yg | [0.09773954012573559 0.09773954012573559 0.09773954012573559] | [0.01374204718971339 0.01374204718971339 0.01374204718971339] | [38105.1177665153000 38105.1177665153000 38105.1177665153000] | [484000000.0000001 484000000.0000001 484000000.0000001] | [1540619.849129547 1540619.849129547 1540619.849129547] | [0 0 0 0] | [0 0 0 0] | [0 0 0 0] | [0 0 0 0] | [0 0 0 0] | [0 0 0 0] | 127017.0592217177 | 38105.1177665153 | 33333333.33333333 | 50
xf_2174_to_2279_3 | 0.0 | Yg | [4.840000000000002e-007 4.840000000000002e-007 4.840000000000002e-007] | [1.540619849129547e-009 1.540619849129547e-009 1.540619849129547e-009] | [124540.2265668942000 124540.2265668942000 124540.2265668942000] | Yg | [0.09492019991437584 0.09492019991437584 0.09492019991437584] | [0.01470898496384641 0.01470898496384641 0.01470898496384641] | [38105.1177665153000 38105.1177665153000 38105.1177665153000] | [484000000.0000001 484000000.0000001 484000000.0000001] | [1540619.849129547 1540619.849129547 1540619.849129547] | [0 0 0 0] | [0 0 0 0] | [0 0 0 0] | [0 0 0 0] | [0 0 0 0] | [0 0 0 0] | 127017.0592217177 | 38105.1177665153 | 33333333.33333333 | 50
xf_2176_to_2280_1 | 0.0 | Yg | [4.840000000000002e-007 4.840000000000002e-007 4.840000000000002e-007] | [1.540619849129547e-009 1.540619849129547e-009 1.540619849129547e-009] | [126137.7547617419000 126137.7547617419000 126137.7547617419000] | Yg | [0.09357666814939185 0.09357666814939185 0.09357666814939185] | [0.01446118238830983 0.01446118238830983 0.01446118238830983] | [38971.14317029973000 38971.14317029973000 38971.14317029973000] | [484000000.0000001 484000000.0000001 484000000.0000001] | [1540619.849129547 1540619.849129547 1540619.849129547] | [0 0 0 0] | [0 0 0 0] | [0 0 0 0] | [0 0 0 0] | [0 0 0 0] | [0 0 0 0] | 127017.0592217177 | 38105.1177665153 | 33333333.33333333 | 50
xf_2176_to_2280_2 | 0.0 | Yg | [4.840000000000002e-007 4.840000000000002e-007 4.840000000000002e-007] | [1.540619849129547e-009 1.540619849129547e-009 1.540619849129547e-009] | [126137.7547617419000 126137.7547617419000 126137.7547617419000] | Yg | [0.1404312124634184 0.1404312124634184 0.1404312124634184] | [0.01768146825547998 0.01768146825547998 0.01768146825547998] | [38971.14317029973000 38971.14317029973000 38971.14317029973000] | [484000000.0000001 484000000.0000001 484000000.0000001] | [1540619.849129547 1540619.849129547 1540619.849129547] | [0 0 0 0] | [0 0 0 0] | [0 0 0 0] | [0 0 0 0] | [0 0 0 0] | [0 0 0 0] | 127017.0592217177 | 38105.1177665153 | 33333333.33333333 | 50
xf_2177_to_2281_1 | 0.0 | Yg | [4.840000000000002e-007 4.840000000000002e-007 4.840000000000002e-007] | [1.540619849129547e-009 1.540619849129547e-009 1.540619849129547e-009] | [132790.5619136139000 132790.5619136139000 132790.5619136139000] | Yg | [0.09293307725025855 0.09293307725025855 0.09293307725025855] | [0.01417114023605731 0.01417114023605731 0.01417114023605731] | [38971.14317029973000 38971.14317029973000 38971.14317029973000] | [484000000.0000001 484000000.0000001 484000000.0000001] | [1540619.849129547 1540619.849129547 1540619.849129547] | [0 0 0 0] | [0 0 0 0] | [0 0 0 0] | [0 0 0 0] | [0 0 0 0] | [0 0 0 0] | 127017.0592217177 | 38105.1177665153 | 33333333.33333333 | 50
xf_2177_to_2281_3 | 0.0 | Yg | [4.840000000000002e-007 4.840000000000002e-007 4.840000000000002e-007] | [1.540619849129547e-009 1.540619849129547e-009 1.540619849129547e-009] | [132790.5619136139000 132790.5619136139000 132790.5619136139000] | Yg | [0.09770085621246868 0.09770085621246868 0.09770085621246868] | [0.01498725124772297 0.01498725124772297 0.01498725124772297] | [38971.14317029973000 38971.14317029973000 38971.14317029973000] | [484000000.0000001 484000000.0000001 484000000.0000001] | [1540619.849129547 1540619.849129547 1540619.849129547] | [0 0 0 0] | [0 0 0 0] | [0 0 0 0] | [0 0 0 0] | [0 0 0 0] | [0 0 0 0] | 127017.0592217177 | 38105.1177665153 | 33333333.33333333 | 50
xf_2178_to_2284_1 | 0.0 | Yg | [4.840000000000002e-007 4.840000000000002e-007 4.840000000000002e-007] | [1.540619849129547e-009 1.540619849129547e-009 1.540619849129547e-009] | [127017.0592217177000 127017.0592217177000 127017.0592217177000] | Yg | [0.1402066458981483 0.1402066458981483 0.1402066458981483] | [0.01424443076862715 0.01424443076862715 0.01424443076862715] | [38105.1177665153000 38105.1177665153000 38105.1177665153000] | [484000000.0000001 484000000.0000001 484000000.0000001] | [1540619.849129547 1540619.849129547 1540619.849129547] | [0 0 0 0] | [0 0 0 0] | [0 0 0 0] | [0 0 0 0] | [0 0 0 0] | [0 0 0 0] | 127017.0592217177 | 38105.1177665153 | 33333333.33333333 | 50
xf_2178_to_2284_2 | 0.0 | Yg | [4.840000000000002e-007 4.840000000000002e-007 4.840000000000002e-007] | [1.540619849129547e-009 1.540619849129547e-009 1.540619849129547e-009] | [127017.0592217177000 127017.0592217177000 127017.0592217177000] | Yg | [0.1384054387074208 0.1384054387074208 0.1384054387074208] | [0.01378154898685484 0.01378154898685484 0.01378154898685484] | [38105.1177665153000 38105.1177665153000 38105.1177665153000] | [484000000.0000001 484000000.0000001 484000000.0000001] | [1540619.849129547 1540619.849129547 1540619.849129547] | [0 0 0 0] | [0 0 0 0] | [0 0 0 0] | [0 0 0 0] | [0 0 0 0] | [0 0 0 0] | 127017.0592217177 | 38105.1177665153 | 33333333.33333333 | 50
xf_2178_to_2285_3 | 0.0 | Yg | [4.840000000000002e-007 4.840000000000002e-007 4.840000000000002e-007] | [1.540619849129547e-009 1.540619849129547e-009 1.540619849129547e-009] | [124540.2265668942000 124540.2265668942000 124540.2265668942000] | Yg | [0.1190797822396413 0.1190797822396413 0.1190797822396413] | [0.01355974867596333 0.01355974867596333 0.01355974867596333] | [38105.1177665153000 38105.1177665153000 38105.1177665153000] | [484000000.0000001 484000000.0000001 484000000.0000001] | [1540619.849129547 1540619.849129547 1540619.849129547] | [0 0 0 0] | [0 0 0 0] | [0 0 0 0] | [0 0 0 0] | [0 0 0 0] | [0 0 0 0] | 127017.0592217177 | 38105.1177665153 | 33333333.33333333 | 50
xf_2179_to_2286_1 | 0.0 | Yg | [4.840000000000002e-007 4.840000000000002e-007 4.840000000000002e-007] | [1.540619849129547e-009 1.540619849129547e-009 1.540619849129547e-009] | [135004.1805807139000 135004.1805807139000 135004.1805807139000] | Yg | [0.3166079387694334 0.3166079387694334 0.3166079387694334] | [0.03079880340475081 0.03079880340475081 0.03079880340475081] | [38971.14317029973000 38971.14317029973000 38971.14317029973000] | [484000000.0000001 484000000.0000001 484000000.0000001] | [1540619.849129547 1540619.849129547 1540619.849129547] | [0 0 0 0] | [0 0 0 0] | [0 0 0 0] | [0 0 0 0] | [0 0 0 0] | [0 0 0 0] | 127017.0592217177 | 38105.1177665153 | 33333333.33333333 | 50
xf_2180_to_2289_1 | 0.0 | Yg | [4.840000000000002e-007 4.840000000000002e-007 4.840000000000002e-007] | [1.540619849129547e-009 1.540619849129547e-009 1.540619849129547e-009] | [127017.0592217177000 127017.0592217177000 127017.0592217177000] | Yg | [0.07338689314138619 0.07338689314138619 0.07338689314138619] | [0.01400327503635364 0.01400327503635364 0.01400327503635364] | [38105.1177665153000 38105.1177665153000 38105.1177665153000] | [484000000.0000001 484000000.0000001 484000000.0000001] | [1540619.849129547 1540619.849129547 1540619.849129547] | [0 0 0 0] | [0 0 0 0] | [0 0 0 0] | [0 0 0 0] | [0 0 0 0] | [0 0 0 0] | 127017.0592217177 | 38105.1177665153 | 33333333.33333333 | 50
xf_2180_to_2290_4 | 0.0 | Yg | [4.840000000000002e-007 4.840000000000002e-007 4.840000000000002e-007] | [1.540619849129547e-009 1.540619849129547e-009 1.540619849129547e-009] | [127017.0592217177000 127017.0592217177000 127017.0592217177000] | Yg | [0.1509838553259781 0.1509838553259781 0.1509838553259781] | [0.01444330200395514 0.01444330200395514 0.01444330200395514] | [38105.1177665153000 38105.1177665153000 38105.1177665153000] | [484000000.0000001 484000000.0000001 484000000.0000001] | [1540619.849129547 1540619.849129547 1540619.849129547] | [0 0 0 0] | [0 0 0 0] | [0 0 0 0] | [0 0 0 0] | [0 0 0 0] | [0 0 0 0] | 127017.0592217177 | 38105.1177665153 | 33333333.33333333 | 50
xf_2181_to_2290_3 | 0.0 | Yg | [4.840000000000002e-007 4.840000000000002e-007 4.840000000000002e-007] | [1.540619849129547e-009 1.540619849129547e-009 1.540619849129547e-009] | [127017.0592217177000 127017.0592217177000 127017.0592217177000] | Yg | [0.09955293931333049 0.09955293931333049 0.09955293931333049] | [0.01388121524133695 0.01388121524133695 0.01388121524133695] | [38105.1177665153000 38105.1177665153000 38105.1177665153000] | [484000000.0000001 484000000.0000001 484000000.0000001] | [1540619.849129547 1540619.849129547 1540619.849129547] | [0 0 0 0] | [0 0 0 0] | [0 0 0 0] | [0 0 0 0] | [0 0 0 0] | [0 0 0 0] | 127017.0592217177 | 38105.1177665153 | 33333333.33333333 | 50
xf_2182_to_2289_2 | 0.0 | Yg | [4.840000000000002e-007 4.840000000000002e-007 4.840000000000002e-007] | [1.540619849129547e-009 1.540619849129547e-009 1.540619849129547e-009] | [127017.0592217177000 127017.0592217177000 127017.0592217177000] | Yg | [0.0917774718046389 0.0917774718046389 0.0917774718046389] | [0.01469192290578 0.01469192290578 0.01469192290578] | [38105.1177665153000 38105.1177665153000 38105.1177665153000] | [484000000.0000001 484000000.0000001 484000000.0000001] | [1540619.849129547 1540619.849129547 1540619.849129547] | [0 0 0 0] | [0 0 0 0] | [0 0 0 0] | [0 0 0 0] | [0 0 0 0] | [0 0 0 0] | 127017.0592217177 | 38105.1177665153 | 33333333.33333333 | 50
xf_2182_to_2290_5 | 0.0 | Yg | [4.840000000000002e-007 4.840000000000002e-007 4.840000000000002e-007] | [1.540619849129547e-009 1.540619849129547e-009 1.540619849129547e-009] | [127017.0592217177000 127017.0592217177000 127017.0592217177000] | Yg | [0.1073664065154612 0.1073664065154612 0.1073664065154612] | [0.01326568598301777 0.01326568598301777 0.01326568598301777] | [38105.1177665153000 38105.1177665153000 38105.1177665153000] | [484000000.0000001 484000000.0000001 484000000.0000001] | [1540619.849129547 1540619.849129547 1540619.849129547] | [0 0 0 0] | [0 0 0 0] | [0 0 0 0] | [0 0 0 0] | [0 0 0 0] | [0 0 0 0] | 127017.0592217177 | 38105.1177665153 | 33333333.33333333 | 50
xf_2183_to_2091_1 | 0.0 | Yg | [4.840000000000002e-007 4.840000000000002e-007 4.840000000000002e-007] | [1.540619849129547e-009 1.540619849129547e-009 1.540619849129547e-009] | [132790.5619136139000 132790.5619136139000 132790.5619136139000] | Yg | [0.01284638635495496 0.01284638635495496 0.01284638635495496] | [0.00083379768346126 0.00083379768346126 0.00083379768346126] | [6350.852961085884000 6350.852961085884000 6350.852961085884000] | [484000000.0000001 484000000.0000001 484000000.0000001] | [1540619.849129547 1540619.849129547 1540619.849129547] | [0 0 0 0] | [0 0 0 0] | [0 0 0 0] | [0 0 0 0] | [0 0 0 0] | [0 0 0 0] | 127017.0592217177 | 6639.528095680696 | 33333333.33333333 | 50
xf_2184_to_2291_2 | 0.0 | Yg | [4.840000000000002e-007 4.840000000000002e-007 4.840000000000002e-007] | [1.540619849129547e-009 1.540619849129547e-009 1.540619849129547e-009] | [127017.0592217177000 127017.0592217177000 127017.0592217177000] | Yg | [0.1443449641764268 0.1443449641764268 0.1443449641764268] | [0.01422689954541763 0.01422689954541763 0.01422689954541763] | [38105.1177665153000 38105.1177665153000 38105.1177665153000] | [484000000.0000001 484000000.0000001 484000000.0000001] | [1540619.849129547 1540619.849129547 1540619.849129547] | [0 0 0 0] | [0 0 0 0] | [0 0 0 0] | [0 0 0 0] | [0 0 0 0] | [0 0 0 0] | 127017.0592217177 | 38105.1177665153 | 33333333.33333333 | 50
xf_2184_to_2291_3 | 0.0 | Yg | [4.840000000000002e-007 4.840000000000002e-007 4.840000000000002e-007] | [1.540619849129547e-009 1.540619849129547e-009 1.540619849129547e-009] | [127017.0592217177000 127017.0592217177000 127017.0592217177000] | Yg | [0.1409915257629384 0.1409915257629384 0.1409915257629384] | [0.01463333806962606 0.01463333806962606 0.01463333806962606] | [38105.1177665153000 38105.1177665153000 38105.1177665153000] | [484000000.0000001 484000000.0000001 484000000.0000001] | [1540619.849129547 1540619.849129547 1540619.849129547] | [0 0 0 0] | [0 0 0 0] | [0 0 0 0] | [0 0 0 0] | [0 0 0 0] | [0 0 0 0] | 127017.0592217177 | 38105.1177665153 | 33333333.33333333 | 50
xf_2184_to_2291_4 | 0.0 | Yg | [4.840000000000002e-007 4.840000000000002e-007 4.840000000000002e-007] | [1.540619849129547e-009 1.540619849129547e-009 1.540619849129547e-009] | [127017.0592217177000 127017.0592217177000 127017.0592217177000] | Yg | [0.08892514452164303 0.08892514452164303 0.08892514452164303] | [0.01412672106621148 0.01412672106621148 0.01412672106621148] | [38105.1177665153000 38105.1177665153000 38105.1177665153000] | [484000000.0000001 484000000.0000001 484000000.0000001] | [1540619.849129547 1540619.849129547 1540619.849129547] | [0 0 0 0] | [0 0 0 0] | [0 0 0 0] | [0 0 0 0] | [0 0 0 0] | [0 0 0 0] | 127017.0592217177 | 38105.1177665153 | 33333333.33333333 | 50
xf_2184_to_2292_1 | 0.0 | Yg | [4.840000000000002e-007 4.840000000000002e-007 4.840000000000002e-007] | [1.540619849129547e-009 1.540619849129547e-009 1.540619849129547e-009] | [127017.0592217177000 127017.0592217177000 127017.0592217177000] | Yg | [0.1444776831797307 0.1444776831797307 0.1444776831797307] | [0.01351273253319029 0.01351273253319029 0.01351273253319029] | [38105.1177665153000 38105.1177665153000 38105.1177665153000] | [484000000.0000001 484000000.0000001 484000000.0000001] | [1540619.849129547 1540619.849129547 1540619.849129547] | [0 0 0 0] | [0 0 0 0] | [0 0 0 0] | [0 0 0 0] | [0 0 0 0] | [0 0 0 0] | 127017.0592217177 | 38105.1177665153 | 33333333.33333333 | 50
xf_2184_to_2326_5 | 0.0 | Yg | [4.840000000000002e-007 4.840000000000002e-007 4.840000000000002e-007] | [1.540619849129547e-009 1.540619849129547e-009 1.540619849129547e-009] | [124130.3078757695000 124130.3078757695000 124130.3078757695000] | Yg | [0.01572924242764783 0.01572924242764783 0.01572924242764783] | [0.0022181633026285 0.0022181633026285 0.0022181633026285] | [12701.70592217177000 12701.70592217177000 12701.70592217177000] | [484000000.0000001 484000000.0000001 484000000.0000001] | [1540619.849129547 1540619.849129547 1540619.849129547] | [0 0 0 0] | [0 0 0 0] | [0 0 0 0] | [0 0 0 0] | [0 0 0 0] | [0 0 0 0] | 127017.0592217177 | 12701.70592217177 | 33333333.33333333 | 50
xf_2184_to_2328_6 | 0.0 | Yg | [4.840000000000002e-007 4.840000000000002e-007 4.840000000000002e-007] | [1.540619849129547e-009 1.540619849129547e-009 1.540619849129547e-009] | [122119.3968881821000 122119.3968881821000 122119.3968881821000] | Yg | [0.01544030284682512 0.01544030284682512 0.01544030284682512] | [0.002219951670689126 0.002219951670689126 0.002219951670689126] | [12701.70592217177000 12701.70592217177000 12701.70592217177000] | [484000000.0000001 484000000.0000001 484000000.0000001] | [1540619.849129547 1540619.849129547 1540619.849129547] | [0 0 0 0] | [0 0 0 0] | [0 0 0 0] | [0 0 0 0] | [0 0 0 0] | [0 0 0 0] | 127017.0592217177 | 12701.70592217177 | 33333333.33333333 | 50
xf_2186_to_2093_2 | 0.0 | Yg | [4.840000000000002e-007 4.840000000000002e-007 4.840000000000002e-007] | [1.540619849129547e-009 1.540619849129547e-009 1.540619849129547e-009] | [127797.636785662000 127797.636785662000 127797.636785662000] | Yg | [0.00261112998614274 0.00261112998614274 0.00261112998614274] | [0.000426835738002113 0.000426835738002113 0.000426835738002113] | [11547.00538379251000 11547.00538379251000 11547.00538379251000] | [484000000.0000001 484000000.0000001 484000000.0000001] | [1540619.849129547 1540619.849129547 1540619.849129547] | [0 0 0 0] | [0 0 0 0] | [0 0 0 0] | [0 0 0 0] | [0 0 0 0] | [0 0 0 0] | 127017.0592217177 | 11547.00538379252 | 33333333.33333333 | 50
xf_2186_to_2094_3 | 0.0 | Yg | [4.840000000000002e-007 4.840000000000002e-007 4.840000000000002e-007] | [1.540619849129547e-009 1.540619849129547e-009 1.540619849129547e-009] | [127797.636785662000 127797.636785662000 127797.636785662000] | Yg | [0.002408420767268164 0.002408420767268164 0.002408420767268164] | [0.0004112069955058762 0.0004112069955058762 0.0004112069955058762] | [11547.00538379251000 11547.00538379251000 11547.00538379251000] | [484000000.0000001 484000000.0000001 484000000.0000001] | [1540619.849129547 1540619.849129547 1540619.849129547] | [0 0 0 0] | [0 0 0 0] | [0 0 0 0] | [0 0 0 0] | [0 0 0 0] | [0 0 0 0] | 127017.0592217177 | 11547.00538379252 | 33333333.33333333 | 50
xf_2186_to_2095_4 | 0.0 | Yg | [4.840000000000002e-007 4.840000000000002e-007 4.840000000000002e-007] | [1.540619849129547e-009 1.540619849129547e-009 1.540619849129547e-009] | [127797.636785662000 127797.636785662000 127797.636785662000] | Yg | [0.002442957490839064 0.002442957490839064 0.002442957490839064] | [0.0004023091466134088 0.0004023091466134088 0.0004023091466134088] | [11547.00538379251000 11547.00538379251000 11547.00538379251000] | [484000000.0000001 484000000.0000001 484000000.0000001] | [1540619.849129547 1540619.849129547 1540619.849129547] | [0 0 0 0] | [0 0 0 0] | [0 0 0 0] | [0 0 0 0] | [0 0 0 0] | [0 0 0 0] | 127017.0592217177 | 11547.00538379252 | 33333333.33333333 | 50
xf_2186_to_2335_6 | 0.0 | Yg | [4.840000000000002e-007 4.840000000000002e-007 4.840000000000002e-007] | [1.540619849129547e-009 1.540619849129547e-009 1.540619849129547e-009] | [127017.0592217177000 127017.0592217177000 127017.0592217177000] | Yg | [0.08292994159365404 0.08292994159365404 0.08292994159365404] | [0.006628799105546943 0.006628799105546943 0.006628799105546943] | [12701.70592217177000 12701.70592217177000 12701.70592217177000] | [484000000.0000001 484000000.0000001 484000000.0000001] | [1540619.849129547 1540619.849129547 1540619.849129547] | [0 0 0 0] | [0 0 0 0] | [0 0 0 0] | [0 0 0 0] | [0 0 0 0] | [0 0 0 0] | 127017.0592217177 | 12701.70592217177 | 33333333.33333333 | 50
xf_2186_to_2336_7 | 0.0 | Yg | [4.840000000000002e-007 4.840000000000002e-007 4.840000000000002e-007] | [1.540619849129547e-009 1.540619849129547e-009 1.540619849129547e-009] | [127017.0592217177000 127017.0592217177000 127017.0592217177000] | Yg | [0.08493634003643313 0.08493634003643313 0.08493634003643313] | [0.006591255914637185 0.006591255914637185 0.006591255914637185] | [12701.70592217177000 12701.70592217177000 12701.70592217177000] | [484000000.0000001 484000000.0000001 484000000.0000001] | [1540619.849129547 1540619.849129547 1540619.849129547] | [0 0 0 0] | [0 0 0 0] | [0 0 0 0] | [0 0 0 0] | [0 0 0 0] | [0 0 0 0] | 127017.0592217177 | 12701.70592217177 | 33333333.33333333 | 50
xf_2186_to_2352_5 | 0.0 | Yg | [4.840000000000002e-007 4.840000000000002e-007 4.840000000000002e-007] | [1.540619849129547e-009 1.540619849129547e-009 1.540619849129547e-009] | [132790.5619136139000 132790.5619136139000 132790.5619136139000] | Yg | [0.01125598088088353 0.01125598088088353 0.01125598088088353] | [0.0008415687731952072 0.0008415687731952072 0.0008415687731952072] | [6350.852961085884000 6350.852961085884000 6350.852961085884000] | [484000000.0000001 484000000.0000001 484000000.0000001] | [1540619.849129547 1540619.849129547 1540619.849129547] | [0 0 0 0] | [0 0 0 0] | [0 0 0 0] | [0 0 0 0] | [0 0 0 0] | [0 0 0 0] | 127017.0592217177 | 6350.852961085884 | 33333333.33333333 | 50
xf_2187_to_2092_1 | 0.0 | Yg | [4.840000000000002e-007 4.840000000000002e-007 4.840000000000002e-007] | [1.540619849129547e-009 1.540619849129547e-009 1.540619849129547e-009] | [126549.4055036741000 126549.4055036741000 126549.4055036741000] | Yg | [0.0023094756182665 0.0023094756182665 0.0023094756182665] | [0.0004196203884958177 0.0004196203884958177 0.0004196203884958177] | [11547.00538379251000 11547.00538379251000 11547.00538379251000] | [484000000.0000001 484000000.0000001 484000000.0000001] | [1540619.849129547 1540619.849129547 1540619.849129547] | [0 0 0 0] | [0 0 0 0] | [0 0 0 0] | [0 0 0 0] | [0 0 0 0] | [0 0 0 0] | 127017.0592217177 | 11547.00538379252 | 33333333.33333333 | 50
xf_2191_to_2102_8 | 0.0 | Yg | [1.089e-006 1.089e-006 1.089e-006] | [3.466394660541481e-009 3.466394660541481e-009 3.466394660541481e-009] | [190525.5888325765000 190525.5888325765000 190525.5888325765000] | Yg | [2.235986073181658 2.235986073181658 2.235986073181658] | [0.1324494577400874 0.1324494577400874 0.1324494577400874] | [76210.2355330306000 76210.2355330306000 76210.2355330306000] | [1089000000 1089000000 1089000000] | [3466394.660541481 3466394.660541481 3466394.660541481] | [0 0 0 0] | [0 0 0 0] | [0 0 0 0] | [0 0 0 0] | [0 0 0 0] | [0 0 0 0] | 190525.5888325765 | 76210.2355330306 | 33333333.33333333 | 50
xf_2191_to_2102_9 | 0.0 | Yg | [1.089e-006 1.089e-006 1.089e-006] | [3.466394660541481e-009 3.466394660541481e-009 3.466394660541481e-009] | [190525.5888325765000 190525.5888325765000 190525.5888325765000] | Yg | [2.193323793382426 2.193323793382426 2.193323793382426] | [0.135471517541078 0.135471517541078 0.135471517541078] | [76210.2355330306000 76210.2355330306000 76210.2355330306000] | [1089000000 1089000000 1089000000] | [3466394.660541481 3466394.660541481 3466394.660541481] | [0 0 0 0] | [0 0 0 0] | [0 0 0 0] | [0 0 0 0] | [0 0 0 0] | [0 0 0 0] | 190525.5888325765 | 76210.2355330306 | 33333333.33333333 | 50
xf_2194_to_2170_3 | 0.0 | Yg | [1.089e-006 1.089e-006 1.089e-006] | [3.466394660541481e-009 3.466394660541481e-009 3.466394660541481e-009] | [190525.5888325765000 190525.5888325765000 190525.5888325765000] | Yg | [0.4473057337108104 0.4473057337108104 0.4473057337108104] | [0.03603354956973524 0.03603354956973524 0.03603354956973524] | [127017.0592217177000 127017.0592217177000 127017.0592217177000] | [1089000000 1089000000 1089000000] | [3466394.660541481 3466394.660541481 3466394.660541481] | [0 0 0 0] | [0 0 0 0] | [0 0 0 0] | [0 0 0 0] | [0 0 0 0] | [0 0 0 0] | 190525.5888325765 | 127017.0592217177 | 33333333.33333333 | 50
xf_2194_to_2171_2 | 0.0 | Yg | [1.089e-006 1.089e-006 1.089e-006] | [3.466394660541481e-009 3.466394660541481e-009 3.466394660541481e-009] | [190525.5888325765000 190525.5888325765000 190525.5888325765000] | Yg | [0.4618759559967892 0.4618759559967892 0.4618759559967892] | [0.03738790348238184 0.03738790348238184 0.03738790348238184] | [127017.0592217177000 127017.0592217177000 127017.0592217177000] | [1089000000 1089000000 1089000000] | [3466394.660541481 3466394.660541481 3466394.660541481] | [0 0 0 0] | [0 0 0 0] | [0 0 0 0] | [0 0 0 0] | [0 0 0 0] | [0 0 0 0] | 190525.5888325765 | 127017.0592217177 | 33333333.33333333 | 50
xf_2198_to_2118_4 | 0.0 | Yg | [2.5e-006 2.5e-006 2.5e-006] | [7.957747154594767e-009 7.957747154594767e-009 7.957747154594767e-009] | [299500.4521421184000 299500.4521421184000 299500.4521421184000] | Yg | [0.09555640732364568 0.09555640732364568 0.09555640732364568] | [0.02788806569714802 0.02788806569714802 0.02788806569714802] | [127017.0592217177000 127017.0592217177000 127017.0592217177000] | [2500000000 2500000000 2500000000] | [7957747.154594767 7957747.154594767 7957747.154594767] | [0 0 0 0] | [0 0 0 0] | [0 0 0 0] | [0 0 0 0] | [0 0 0 0] | [0 0 0 0] | 288675.1345948129 | 127017.0592217177 | 33333333.33333333 | 50
xf_2199_to_2131_1 | 0.0 | Yg | [2.5e-006 2.5e-006 2.5e-006] | [7.957747154594767e-009 7.957747154594767e-009 7.957747154594767e-009] | [297335.3886326572000 297335.3886326572000 297335.3886326572000] | Yg | [0.2080483582804631 0.2080483582804631 0.2080483582804631] | [0.04364437138416952 0.04364437138416952 0.04364437138416952] | [132790.5619136139000 132790.5619136139000 132790.5619136139000] | [2500000000 2500000000 2500000000] | [7957747.154594767 7957747.154594767 7957747.154594767] | [0 0 0 0] | [0 0 0 0] | [0 0 0 0] | [0 0 0 0] | [0 0 0 0] | [0 0 0 0] | 288675.1345948129 | 127017.0592217177 | 33333333.33333333 | 50
xf_2199_to_2132_2 | 0.0 | Yg | [2.5e-006 2.5e-006 2.5e-006] | [7.957747154594767e-009 7.957747154594767e-009 7.957747154594767e-009] | [297335.3886326572000 297335.3886326572000 297335.3886326572000] | Yg | [0.2078079755142632 0.2078079755142632 0.2078079755142632] | [0.04463552775136478 0.04463552775136478 0.04463552775136478] | [132790.5619136139000 132790.5619136139000 132790.5619136139000] | [2500000000 2500000000 2500000000] | [7957747.154594767 7957747.154594767 7957747.154594767] | [0 0 0 0] | [0 0 0 0] | [0 0 0 0] | [0 0 0 0] | [0 0 0 0] | [0 0 0 0] | 288675.1345948129 | 127017.0592217177 | 33333333.33333333 | 50
xf_2199_to_2133_3 | 0.0 | Yg | [2.5e-006 2.5e-006 2.5e-006] | [7.957747154594767e-009 7.957747154594767e-009 7.957747154594767e-009] | [297335.3886326572000 297335.3886326572000 297335.3886326572000] | Yg | [0.2214785492248608 0.2214785492248608 0.2214785492248608] | [0.04303918830695416 0.04303918830695416 0.04303918830695416] | [132790.5619136139000 132790.5619136139000 132790.5619136139000] | [2500000000 2500000000 2500000000] | [7957747.154594767 7957747.154594767 7957747.154594767] | [0 0 0 0] | [0 0 0 0] | [0 0 0 0] | [0 0 0 0] | [0 0 0 0] | [0 0 0 0] | 288675.1345948129 | 127017.0592217177 | 33333333.33333333 | 50
xf_2199_to_2134_4 | 0.0 | Yg | [2.5e-006 2.5e-006 2.5e-006] | [7.957747154594767e-009 7.957747154594767e-009 7.957747154594767e-009] | [297335.3886326572000 297335.3886326572000 297335.3886326572000] | Yg | [0.2215946141118781 0.2215946141118781 0.2215946141118781] | [0.04199645329454291 0.04199645329454291 0.04199645329454291] | [132790.5619136139000 132790.5619136139000 132790.5619136139000] | [2500000000 2500000000 2500000000] | [7957747.154594767 7957747.154594767 7957747.154594767] | [0 0 0 0] | [0 0 0 0] | [0 0 0 0] | [0 0 0 0] | [0 0 0 0] | [0 0 0 0] | 288675.1345948129 | 127017.0592217177 | 33333333.33333333 | 50
xf_2200_to_2196_1 | 0.0 | Yg | [2.5e-006 2.5e-006 2.5e-006] | [7.957747154594767e-009 7.957747154594767e-009 7.957747154594767e-009] | [277849.8170475074000 277849.8170475074000 277849.8170475074000] | Yg | [0.2177646545784887 0.2177646545784887 0.2177646545784887] | [0.04916194376647375 0.04916194376647375 0.04916194376647375] | [158771.3240271471000 158771.3240271471000 158771.3240271471000] | [2500000000 2500000000 2500000000] | [7957747.154594767 7957747.154594767 7957747.154594767] | [0 0 0 0] | [0 0 0 0] | [0 0 0 0] | [0 0 0 0] | [0 0 0 0] | [0 0 0 0] | 288675.1345948129 | 158771.3240271471 | 33333333.33333333 | 50
xf_2201_to_2146_1 | 0.0 | Yg | [2.5e-006 2.5e-006 2.5e-006] | [7.957747154594767e-009 7.957747154594767e-009 7.957747154594767e-009] | [288675.1345948128000 288675.1345948128000 288675.1345948128000] | Yg | [0.162878236408308 0.162878236408308 0.162878236408308] | [0.04429737555500626 0.04429737555500626 0.04429737555500626] | [127017.0592217177000 127017.0592217177000 127017.0592217177000] | [2500000000 2500000000 2500000000] | [7957747.154594767 7957747.154594767 7957747.154594767] | [0 0 0 0] | [0 0 0 0] | [0 0 0 0] | [0 0 0 0] | [0 0 0 0] | [0 0 0 0] | 288675.1345948129 | 127017.0592217177 | 33333333.33333333 | 50
xf_2201_to_2146_3 | 0.0 | Yg | [2.5e-006 2.5e-006 2.5e-006] | [7.957747154594767e-009 7.957747154594767e-009 7.957747154594767e-009] | [288675.1345948128000 288675.1345948128000 288675.1345948128000] | Yg | [0.1630543154063357 0.1630543154063357 0.1630543154063357] | [0.04450126135806842 0.04450126135806842 0.04450126135806842] | [127017.0592217177000 127017.0592217177000 127017.0592217177000] | [2500000000 2500000000 2500000000] | [7957747.154594767 7957747.154594767 7957747.154594767] | [0 0 0 0] | [0 0 0 0] | [0 0 0 0] | [0 0 0 0] | [0 0 0 0] | [0 0 0 0] | 288675.1345948129 | 127017.0592217177 | 33333333.33333333 | 50
xf_2201_to_2147_2 | 0.0 | Yg | [2.5e-006 2.5e-006 2.5e-006] | [7.957747154594767e-009 7.957747154594767e-009 7.957747154594767e-009] | [285788.3832488647000 285788.3832488647000 285788.3832488647000] | Yg | [0.1736396651892551 0.1736396651892551 0.1736396651892551] | [0.04434373433194286 0.04434373433194286 0.04434373433194286] | [127017.0592217177000 127017.0592217177000 127017.0592217177000] | [2500000000 2500000000 2500000000] | [7957747.154594767 7957747.154594767 7957747.154594767] | [0 0 0 0] | [0 0 0 0] | [0 0 0 0] | [0 0 0 0] | [0 0 0 0] | [0 0 0 0] | 288675.1345948129 | 127017.0592217177 | 33333333.33333333 | 50
xf_2202_to_2042_1 | 0.0 | Yg | [2.5e-006 2.5e-006 2.5e-006] | [7.957747154594767e-009 7.957747154594767e-009 7.957747154594767e-009] | [292283.573777248000 292283.573777248000 292283.573777248000] | Yg | [0.0017821515980009 0.0017821515980009 0.0017821515980009] | [0.0003523580980977709 0.0003523580980977709 0.0003523580980977709] | [12124.35565298214000 12124.35565298214000 12124.35565298214000] | [2500000000 2500000000 2500000000] | [7957747.154594767 7957747.154594767 7957747.154594767] | [0 0 0 0] | [0 0 0 0] | [0 0 0 0] | [0 0 0 0] | [0 0 0 0] | [0 0 0 0] | 288675.1345948129 | 12124.35565298214 | 33333333.33333333 | 50
xf_2202_to_2043_2 | 0.0 | Yg | [2.5e-006 2.5e-006 2.5e-006] | [7.957747154594767e-009 7.957747154594767e-009 7.957747154594767e-009] | [292283.573777248000 292283.573777248000 292283.573777248000] | Yg | [0.002263416020143033 0.002263416020143033 0.002263416020143033] | [0.0004655920386682966 0.0004655920386682966 0.0004655920386682966] | [13856.40646055102000 13856.40646055102000 13856.40646055102000] | [2500000000 2500000000 2500000000] | [7957747.154594767 7957747.154594767 7957747.154594767] | [0 0 0 0] | [0 0 0 0] | [0 0 0 0] | [0 0 0 0] | [0 0 0 0] | [0 0 0 0] | 288675.1345948129 | 13856.40646055102 | 33333333.33333333 | 50
xf_2202_to_2044_3 | 0.0 | Yg | [2.5e-006 2.5e-006 2.5e-006] | [7.957747154594767e-009 7.957747154594767e-009 7.957747154594767e-009] | [292283.573777248000 292283.573777248000 292283.573777248000] | Yg | [0.001836514332434538 0.001836514332434538 0.001836514332434538] | [0.0003491944643578833 0.0003491944643578833 0.0003491944643578833] | [12124.35565298214000 12124.35565298214000 12124.35565298214000] | [2500000000 2500000000 2500000000] | [7957747.154594767 7957747.154594767 7957747.154594767] | [0 0 0 0] | [0 0 0 0] | [0 0 0 0] | [0 0 0 0] | [0 0 0 0] | [0 0 0 0] | 288675.1345948129 | 12124.35565298214 | 33333333.33333333 | 50
xf_2202_to_2045_4 | 0.0 | Yg | [2.5e-006 2.5e-006 2.5e-006] | [7.957747154594767e-009 7.957747154594767e-009 7.957747154594767e-009] | [292283.573777248000 292283.573777248000 292283.573777248000] | Yg | [0.001729112726856955 0.001729112726856955 0.001729112726856955] | [0.0003513927345275618 0.0003513927345275618 0.0003513927345275618] | [12124.35565298214000 12124.35565298214000 12124.35565298214000] | [2500000000 2500000000 2500000000] | [7957747.154594767 7957747.154594767 7957747.154594767] | [0 0 0 0] | [0 0 0 0] | [0 0 0 0] | [0 0 0 0] | [0 0 0 0] | [0 0 0 0] | 288675.1345948129 | 12124.35565298214 | 33333333.33333333 | 50
xf_2202_to_2046_1 | 0.0 | Yg | [2.5e-006 2.5e-006 2.5e-006] | [7.957747154594767e-009 7.957747154594767e-009 7.957747154594767e-009] | [299500.4521421184000 299500.4521421184000 299500.4521421184000] | Yg | [0.001440900799646972 0.001440900799646972 0.001440900799646972] | [0.0003526086596840898 0.0003526086596840898 0.0003526086596840898] | [11547.00538379251000 11547.00538379251000 11547.00538379251000] | [2500000000 2500000000 2500000000] | [7957747.154594767 7957747.154594767 7957747.154594767] | [0 0 0 0] | [0 0 0 0] | [0 0 0 0] | [0 0 0 0] | [0 0 0 0] | [0 0 0 0] | 288675.1345948129 | 11547.00538379252 | 33333333.33333333 | 50
xf_2202_to_2047_2 | 0.0 | Yg | [2.5e-006 2.5e-006 2.5e-006] | [7.957747154594767e-009 7.957747154594767e-009 7.957747154594767e-009] | [299500.4521421184000 299500.4521421184000 299500.4521421184000] | Yg | [0.001396945855669676 0.001396945855669676 0.001396945855669676] | [0.0003513885802469685 0.0003513885802469685 0.0003513885802469685] | [11547.00538379251000 11547.00538379251000 11547.00538379251000] | [2500000000 2500000000 2500000000] | [7957747.154594767 7957747.154594767 7957747.154594767] | [0 0 0 0] | [0 0 0 0] | [0 0 0 0] | [0 0 0 0] | [0 0 0 0] | [0 0 0 0] | 288675.1345948129 | 11547.00538379252 | 33333333.33333333 | 50
xf_2202_to_2149_1 | 0.0 | Yg | [2.5e-006 2.5e-006 2.5e-006] | [7.957747154594767e-009 7.957747154594767e-009 7.957747154594767e-009] | [303108.8913245535000 303108.8913245535000 303108.8913245535000] | Yg | [0.0564589598356782 0.0564589598356782 0.0564589598356782] | [0.05811349873218499 0.05811349873218499 0.05811349873218499] | [127017.0592217177000 127017.0592217177000 127017.0592217177000] | [2500000000 2500000000 2500000000] | [7957747.154594767 7957747.154594767 7957747.154594767] | [0 0 0 0] | [0 0 0 0] | [0 0 0 0] | [0 0 0 0] | [0 0 0 0] | [0 0 0 0] | 288675.1345948129 | 127017.0592217177 | 33333333.33333333 | 50
xf_2203_to_2154_1 | 0.0 | Yg | [2.5e-006 2.5e-006 2.5e-006] | [7.957747154594767e-009 7.957747154594767e-009 7.957747154594767e-009] | [295892.0129596832000 295892.0129596832000 295892.0129596832000] | Yg | [0.08127179515013111 0.08127179515013111 0.08127179515013111] | [0.02786464220370544 0.02786464220370544 0.02786464220370544] | [127017.0592217177000 127017.0592217177000 127017.0592217177000] | [2500000000 2500000000 2500000000] | [7957747.154594767 7957747.154594767 7957747.154594767] | [0 0 0 0] | [0 0 0 0] | [0 0 0 0] | [0 0 0 0] | [0 0 0 0] | [0 0 0 0] | 288675.1345948129 | 127017.0592217177 | 33333333.33333333 | 50
xf_2203_to_2154_2 | 0.0 | Yg | [2.5e-006 2.5e-006 2.5e-006] | [7.957747154594767e-009 7.957747154594767e-009 7.957747154594767e-009] | [295892.0129596832000 295892.0129596832000 295892.0129596832000] | Yg | [0.07303892470369147 0.07303892470369147 0.07303892470369147] | [0.02655603743611554 0.02655603743611554 0.02655603743611554] | [127017.0592217177000 127017.0592217177000 127017.0592217177000] | [2500000000 2500000000 2500000000] | [7957747.154594767 7957747.154594767 7957747.154594767] | [0 0 0 0] | [0 0 0 0] | [0 0 0 0] | [0 0 0 0] | [0 0 0 0] | [0 0 0 0] | 288675.1345948129 | 127017.0592217177 | 33333333.33333333 | 50
xf_2204_to_2063_1 | 0.0 | Yg | [2.5e-006 2.5e-006 2.5e-006] | [7.957747154594767e-009 7.957747154594767e-009 7.957747154594767e-009] | [305490.4611849607000 305490.4611849607000 305490.4611849607000] | Yg | [0.002610909579455852 0.002610909579455852 0.002610909579455852] | [0.0006078491226579242 0.0006078491226579242 0.0006078491226579242] | [11547.00538379251000 11547.00538379251000 11547.00538379251000] | [2500000000 2500000000 2500000000] | [7957747.154594767 7957747.154594767 7957747.154594767] | [0 0 0 0] | [0 0 0 0] | [0 0 0 0] | [0 0 0 0] | [0 0 0 0] | [0 0 0 0] | 288675.1345948129 | 11547.00538379252 | 33333333.33333333 | 50
xf_2204_to_2064_2 | 0.0 | Yg | [2.5e-006 2.5e-006 2.5e-006] | [7.957747154594767e-009 7.957747154594767e-009 7.957747154594767e-009] | [305490.4611849607000 305490.4611849607000 305490.4611849607000] | Yg | [0.002675520248346032 0.002675520248346032 0.002675520248346032] | [0.0005886390533537286 0.0005886390533537286 0.0005886390533537286] | [11547.00538379251000 11547.00538379251000 11547.00538379251000] | [2500000000 2500000000 2500000000] | [7957747.154594767 7957747.154594767 7957747.154594767] | [0 0 0 0] | [0 0 0 0] | [0 0 0 0] | [0 0 0 0] | [0 0 0 0] | [0 0 0 0] | 288675.1345948129 | 11547.00538379252 | 33333333.33333333 | 50
xf_2206_to_2165_1 | 0.0 | Yg | [2.5e-006 2.5e-006 2.5e-006] | [7.957747154594767e-009 7.957747154594767e-009 7.957747154594767e-009] | [299500.4521421184000 299500.4521421184000 299500.4521421184000] | Yg | [0.08904335174523692 0.08904335174523692 0.08904335174523692] | [0.02680852128880251 0.02680852128880251 0.02680852128880251] | [127017.0592217177000 127017.0592217177000 127017.0592217177000] | [2500000000 2500000000 2500000000] | [7957747.154594767 7957747.154594767 7957747.154594767] | [0 0 0 0] | [0 0 0 0] | [0 0 0 0] | [0 0 0 0] | [0 0 0 0] | [0 0 0 0] | 288675.1345948129 | 127017.0592217177 | 33333333.33333333 | 50
xf_2206_to_2166_2 | 0.0 | Yg | [2.5e-006 2.5e-006 2.5e-006] | [7.957747154594767e-009 7.957747154594767e-009 7.957747154594767e-009] | [303108.8913245535000 303108.8913245535000 303108.8913245535000] | Yg | [0.09153293860072399 0.09153293860072399 0.09153293860072399] | [0.02769498194099889 0.02769498194099889 0.02769498194099889] | [127017.0592217177000 127017.0592217177000 127017.0592217177000] | [2500000000 2500000000 2500000000] | [7957747.154594767 7957747.154594767 7957747.154594767] | [0 0 0 0] | [0 0 0 0] | [0 0 0 0] | [0 0 0 0] | [0 0 0 0] | [0 0 0 0] | 288675.1345948129 | 127017.0592217177 | 33333333.33333333 | 50
xf_2207_to_2194_1 | 0.0 | Yg | [2.5e-006 2.5e-006 2.5e-006] | [7.957747154594767e-009 7.957747154594767e-009 7.957747154594767e-009] | [285066.6954123777000 285066.6954123777000 285066.6954123777000] | Yg | [0.1779758257220013 0.1779758257220013 0.1779758257220013] | [0.04306537769726091 0.04306537769726091 0.04306537769726091] | [190525.5888325765000 190525.5888325765000 190525.5888325765000] | [2500000000 2500000000 2500000000] | [7957747.154594767 7957747.154594767 7957747.154594767] | [0 0 0 0] | [0 0 0 0] | [0 0 0 0] | [0 0 0 0] | [0 0 0 0] | [0 0 0 0] | 288675.1345948129 | 190525.5888325765 | 33333333.33333333 | 50
xf_2209_to_2175_1 | 0.0 | Yg | [2.5e-006 2.5e-006 2.5e-006] | [7.957747154594767e-009 7.957747154594767e-009 7.957747154594767e-009] | [295892.0129596832000 295892.0129596832000 295892.0129596832000] | Yg | [0.05392265904374599 0.05392265904374599 0.05392265904374599] | [0.01469847930135374 0.01469847930135374 0.01469847930135374] | [76210.2355330306000 76210.2355330306000 76210.2355330306000] | [2500000000 2500000000 2500000000] | [7957747.154594767 7957747.154594767 7957747.154594767] | [0 0 0 0] | [0 0 0 0] | [0 0 0 0] | [0 0 0 0] | [0 0 0 0] | [0 0 0 0] | 288675.1345948129 | 76210.2355330306 | 33333333.33333333 | 50
xf_2213_to_2296_2 | 0.0 | Yg | [4.356000000000001e-008 4.356000000000001e-008 4.356000000000001e-008] | [1.386557864216592e-010 1.386557864216592e-010 1.386557864216592e-010] | [38777.29204391663000 38777.29204391663000 38777.29204391663000] | Yg | [0.06897147014447808 0.06897147014447808 0.06897147014447808] | [0.005101084526816606 0.005101084526816606 0.005101084526816606] | [12701.70592217177000 12701.70592217177000 12701.70592217177000] | [43560000 43560000 43560000] | [138655.7864216592 138655.7864216592 138655.7864216592] | [0 0 0 0] | [0 0 0 0] | [0 0 0 0] | [0 0 0 0] | [0 0 0 0] | [0 0 0 0] | 38105.1177665153 | 12701.70592217177 | 33333333.33333333 | 50
xf_2213_to_2297_1 | 0.0 | Yg | [4.356000000000001e-008 4.356000000000001e-008 4.356000000000001e-008] | [1.386557864216592e-010 1.386557864216592e-010 1.386557864216592e-010] | [37881.0596740482000 37881.0596740482000 37881.0596740482000] | Yg | [0.06878615918166869 0.06878615918166869 0.06878615918166869] | [0.004973992040650895 0.004973992040650895 0.004973992040650895] | [12701.70592217177000 12701.70592217177000 12701.70592217177000] | [43560000 43560000 43560000] | [138655.7864216592 138655.7864216592 138655.7864216592] | [0 0 0 0] | [0 0 0 0] | [0 0 0 0] | [0 0 0 0] | [0 0 0 0] | [0 0 0 0] | 38105.1177665153 | 12701.70592217177 | 33333333.33333333 | 50
xf_2226_to_2302_1 | 0.0 | Yg | [4.356000000000001e-008 4.356000000000001e-008 4.356000000000001e-008] | [1.386557864216592e-010 1.386557864216592e-010 1.386557864216592e-010] | [38105.1177665153000 38105.1177665153000 38105.1177665153000] | Yg | [0.09551434116594519 0.09551434116594519 0.09551434116594519] | [0.004886438255567276 0.004886438255567276 0.004886438255567276] | [12701.70592217177000 12701.70592217177000 12701.70592217177000] | [43560000 43560000 43560000] | [138655.7864216592 138655.7864216592 138655.7864216592] | [0 0 0 0] | [0 0 0 0] | [0 0 0 0] | [0 0 0 0] | [0 0 0 0] | [0 0 0 0] | 38105.1177665153 | 12701.70592217177 | 33333333.33333333 | 50
xf_2227_to_2010_1 | 0.0 | Yg | [1.089e-008 1.089e-008 1.089e-008] | [3.466394660541481e-011 3.466394660541481e-011 3.466394660541481e-011] | [18099.93093909477000 18099.93093909477000 18099.93093909477000] | Yg | [5.549193216060482e-005 5.549193216060482e-005 5.549193216060482e-005] | [1.388084052599389e-006 1.388084052599389e-006 1.388084052599389e-006] | [398.3716857408418000 398.3716857408418000 398.3716857408418000] | [10890000 10890000 10890000] | [34663.94660541481 34663.94660541481 34663.94660541481] | [0 0 0 0] | [0 0 0 0] | [0 0 0 0] | [0 0 0 0] | [0 0 0 0] | [0 0 0 0] | 19052.55888325765 | 398.3716857408418 | 33333333.33333333 | 50
xf_2228_to_2011_2 | 0.0 | Yg | [1.089e-008 1.089e-008 1.089e-008] | [3.466394660541481e-011 3.466394660541481e-011 3.466394660541481e-011] | [18099.93093909477000 18099.93093909477000 18099.93093909477000] | Yg | [2.674954071060264e-005 2.674954071060264e-005 2.674954071060264e-005] | [6.163946952416351e-007 6.163946952416351e-007 6.163946952416351e-007] | [398.3716857408418000 398.3716857408418000 398.3716857408418000] | [10890000 10890000 10890000] | [34663.94660541481 34663.94660541481 34663.94660541481] | [0 0 0 0] | [0 0 0 0] | [0 0 0 0] | [0 0 0 0] | [0 0 0 0] | [0 0 0 0] | 19052.55888325765 | 398.3716857408418 | 33333333.33333333 | 50
xf_2229_to_2012_1 | 0.0 | Yg | [4.356000000000001e-008 4.356000000000001e-008 4.356000000000001e-008] | [1.386557864216592e-010 1.386557864216592e-010 1.386557864216592e-010] | [41153.52718783653000 41153.52718783653000 41153.52718783653000] | Yg | [0.05572632462676599 0.05572632462676599 0.05572632462676599] | [0.002325734000708479 0.002325734000708479 0.002325734000708479] | [6350.852961085884000 6350.852961085884000 6350.852961085884000] | [43560000 43560000 43560000] | [138655.7864216592 138655.7864216592 138655.7864216592] | [0 0 0 0] | [0 0 0 0] | [0 0 0 0] | [0 0 0 0] | [0 0 0 0] | [0 0 0 0] | 38105.1177665153 | 6350.852961085884 | 33333333.33333333 | 50
xf_2229_to_2013_2 | 0.0 | Yg | [4.356000000000001e-008 4.356000000000001e-008 4.356000000000001e-008] | [1.386557864216592e-010 1.386557864216592e-010 1.386557864216592e-010] | [41153.52718783653000 41153.52718783653000 41153.52718783653000] | Yg | [0.06029398646753995 0.06029398646753995 0.06029398646753995] | [0.002266887119769764 0.002266887119769764 0.002266887119769764] | [6350.852961085884000 6350.852961085884000 6350.852961085884000] | [43560000 43560000 43560000] | [138655.7864216592 138655.7864216592 138655.7864216592] | [0 0 0 0] | [0 0 0 0] | [0 0 0 0] | [0 0 0 0] | [0 0 0 0] | [0 0 0 0] | 38105.1177665153 | 6350.852961085884 | 33333333.33333333 | 50
xf_2244_to_2247_2 | 0.0 | Yg | [4.356000000000001e-008 4.356000000000001e-008 4.356000000000001e-008] | [1.386557864216592e-010 1.386557864216592e-010 1.386557864216592e-010] | [40010.37365484107000 40010.37365484107000 40010.37365484107000] | Yg | [0.07473852075985281 0.07473852075985281 0.07473852075985281] | [0.006167271278673467 0.006167271278673467 0.006167271278673467] | [19052.55888325765000 19052.55888325765000 19052.55888325765000] | [43560000 43560000 43560000] | [138655.7864216592 138655.7864216592 138655.7864216592] | [0 0 0 0] | [0 0 0 0] | [0 0 0 0] | [0 0 0 0] | [0 0 0 0] | [0 0 0 0] | 38105.1177665153 | 19052.55888325765 | 33333333.33333333 | 50
xf_2245_to_2246_1 | 0.0 | Yg | [4.356000000000001e-008 4.356000000000001e-008 4.356000000000001e-008] | [1.386557864216592e-010 1.386557864216592e-010 1.386557864216592e-010] | [40010.37365484107000 40010.37365484107000 40010.37365484107000] | Yg | [0.06984756596195113 0.06984756596195113 0.06984756596195113] | [0.006048529791020249 0.006048529791020249 0.006048529791020249] | [19052.55888325765000 19052.55888325765000 19052.55888325765000] | [43560000 43560000 43560000] | [138655.7864216592 138655.7864216592 138655.7864216592] | [0 0 0 0] | [0 0 0 0] | [0 0 0 0] | [0 0 0 0] | [0 0 0 0] | [0 0 0 0] | 38105.1177665153 | 19052.55888325765 | 33333333.33333333 | 50
xf_2258_to_2065_1 | 0.0 | Yg | [4.356000000000001e-008 4.356000000000001e-008 4.356000000000001e-008] | [1.386557864216592e-010 1.386557864216592e-010 1.386557864216592e-010] | [38105.1177665153000 38105.1177665153000 38105.1177665153000] | Yg | [0.01841848766923645 0.01841848766923645 0.01841848766923645] | [0.0012058336048552 0.0012058336048552 0.0012058336048552] | [6350.852961085884000 6350.852961085884000 6350.852961085884000] | [43560000 43560000 43560000] | [138655.7864216592 138655.7864216592 138655.7864216592] | [0 0 0 0] | [0 0 0 0] | [0 0 0 0] | [0 0 0 0] | [0 0 0 0] | [0 0 0 0] | 38105.1177665153 | 6350.852961085884 | 33333333.33333333 | 50
xf_2259_to_2066_2 | 0.0 | Yg | [4.356000000000001e-008 4.356000000000001e-008 4.356000000000001e-008] | [1.386557864216592e-010 1.386557864216592e-010 1.386557864216592e-010] | [38105.1177665153000 38105.1177665153000 38105.1177665153000] | Yg | [0.01712890489735638 0.01712890489735638 0.01712890489735638] | [0.001200596240546775 0.001200596240546775 0.001200596240546775] | [6350.852961085884000 6350.852961085884000 6350.852961085884000] | [43560000 43560000 43560000] | [138655.7864216592 138655.7864216592 138655.7864216592] | [0 0 0 0] | [0 0 0 0] | [0 0 0 0] | [0 0 0 0] | [0 0 0 0] | [0 0 0 0] | 38105.1177665153 | 6350.852961085884 | 33333333.33333333 | 50
xf_2260_to_2344_3 | 0.0 | Yg | [4.356000000000001e-008 4.356000000000001e-008 4.356000000000001e-008] | [1.386557864216592e-010 1.386557864216592e-010 1.386557864216592e-010] | [38105.1177665153000 38105.1177665153000 38105.1177665153000] | Yg | [0.06005009499621537 0.06005009499621537 0.06005009499621537] | [0.003010126929439636 0.003010126929439636 0.003010126929439636] | [6350.852961085884000 6350.852961085884000 6350.852961085884000] | [43560000 43560000 43560000] | [138655.7864216592 138655.7864216592 138655.7864216592] | [0 0 0 0] | [0 0 0 0] | [0 0 0 0] | [0 0 0 0] | [0 0 0 0] | [0 0 0 0] | 38105.1177665153 | 6350.852961085884 | 33333333.33333333 | 50
xf_2264_to_2312_3 | 0.0 | Yg | [4.356000000000001e-008 4.356000000000001e-008 4.356000000000001e-008] | [1.386557864216592e-010 1.386557864216592e-010 1.386557864216592e-010] | [38105.1177665153000 38105.1177665153000 38105.1177665153000] | Yg | [0.02954078199635568 0.02954078199635568 0.02954078199635568] | [0.004027164397981673 0.004027164397981673 0.004027164397981673] | [12701.70592217177000 12701.70592217177000 12701.70592217177000] | [43560000 43560000 43560000] | [138655.7864216592 138655.7864216592 138655.7864216592] | [0 0 0 0] | [0 0 0 0] | [0 0 0 0] | [0 0 0 0] | [0 0 0 0] | [0 0 0 0] | 38105.1177665153 | 12701.70592217177 | 33333333.33333333 | 50
xf_2264_to_2312_4 | 0.0 | Yg | [4.356000000000001e-008 4.356000000000001e-008 4.356000000000001e-008] | [1.386557864216592e-010 1.386557864216592e-010 1.386557864216592e-010] | [38105.1177665153000 38105.1177665153000 38105.1177665153000] | Yg | [0.03239668924242261 0.03239668924242261 0.03239668924242261] | [0.00368248162429863 0.00368248162429863 0.00368248162429863] | [12701.70592217177000 12701.70592217177000 12701.70592217177000] | [43560000 43560000 43560000] | [138655.7864216592 138655.7864216592 138655.7864216592] | [0 0 0 0] | [0 0 0 0] | [0 0 0 0] | [0 0 0 0] | [0 0 0 0] | [0 0 0 0] | 38105.1177665153 | 12701.70592217177 | 33333333.33333333 | 50
xf_2265_to_2313_1 | 0.0 | Yg | [4.356000000000001e-008 4.356000000000001e-008 4.356000000000001e-008] | [1.386557864216592e-010 1.386557864216592e-010 1.386557864216592e-010] | [37628.80379443386000 37628.80379443386000 37628.80379443386000] | Yg | [0.05105066844547772 0.05105066844547772 0.05105066844547772] | [0.006412751192315843 0.006412751192315843 0.006412751192315843] | [12701.70592217177000 12701.70592217177000 12701.70592217177000] | [43560000 43560000 43560000] | [138655.7864216592 138655.7864216592 138655.7864216592] | [0 0 0 0] | [0 0 0 0] | [0 0 0 0] | [0 0 0 0] | [0 0 0 0] | [0 0 0 0] | 38105.1177665153 | 12701.70592217177 | 33333333.33333333 | 50
xf_2266_to_2267_1 | 0.0 | Yg | [4.356000000000001e-008 4.356000000000001e-008 4.356000000000001e-008] | [1.386557864216592e-010 1.386557864216592e-010 1.386557864216592e-010] | [36676.17585027098000 36676.17585027098000 36676.17585027098000] | Yg | [0.2458144823719085 0.2458144823719085 0.2458144823719085] | [0.01522957670831622 0.01522957670831622 0.01522957670831622] | [19052.55888325765000 19052.55888325765000 19052.55888325765000] | [43560000 43560000 43560000] | [138655.7864216592 138655.7864216592 138655.7864216592] | [0 0 0 0] | [0 0 0 0] | [0 0 0 0] | [0 0 0 0] | [0 0 0 0] | [0 0 0 0] | 38105.1177665153 | 19052.55888325765 | 33333333.33333333 | 50
xf_2266_to_2268_3 | 0.0 | Yg | [4.356000000000001e-008 4.356000000000001e-008 4.356000000000001e-008] | [1.386557864216592e-010 1.386557864216592e-010 1.386557864216592e-010] | [37152.48982235241000 37152.48982235241000 37152.48982235241000] | Yg | [0.2586399985544877 0.2586399985544877 0.2586399985544877] | [0.0153137840230153 0.0153137840230153 0.0153137840230153] | [19052.55888325765000 19052.55888325765000 19052.55888325765000] | [43560000 43560000 43560000] | [138655.7864216592 138655.7864216592 138655.7864216592] | [0 0 0 0] | [0 0 0 0] | [0 0 0 0] | [0 0 0 0] | [0 0 0 0] | [0 0 0 0] | 38105.1177665153 | 19052.55888325765 | 33333333.33333333 | 50
xf_2267_to_2075_4 | 0.0 | Yg | [1.089e-008 1.089e-008 1.089e-008] | [3.466394660541481e-011 3.466394660541481e-011 3.466394660541481e-011] | [19052.55888325765000 19052.55888325765000 19052.55888325765000] | Yg | [0.0001723977902708577 0.0001723977902708577 0.0001723977902708577] | [5.788616348812339e-006 5.788616348812339e-006 5.788616348812339e-006] | [375.2776749732568000 375.2776749732568000 375.2776749732568000] | [10890000 10890000 10890000] | [34663.94660541481 34663.94660541481 34663.94660541481] | [0 0 0 0] | [0 0 0 0] | [0 0 0 0] | [0 0 0 0] | [0 0 0 0] | [0 0 0 0] | 19052.55888325765 | 375.2776749732568 | 33333333.33333333 | 50
xf_2268_to_2074_2 | 0.0 | Yg | [1.089e-008 1.089e-008 1.089e-008] | [3.466394660541481e-011 3.466394660541481e-011 3.466394660541481e-011] | [19052.55888325765000 19052.55888325765000 19052.55888325765000] | Yg | [0.0002036707893728743 0.0002036707893728743 0.0002036707893728743] | [7.776910787244936e-006 7.776910787244936e-006 7.776910787244936e-006] | [375.2776749732568000 375.2776749732568000 375.2776749732568000] | [10890000 10890000 10890000] | [34663.94660541481 34663.94660541481 34663.94660541481] | [0 0 0 0] | [0 0 0 0] | [0 0 0 0] | [0 0 0 0] | [0 0 0 0] | [0 0 0 0] | 19052.55888325765 | 375.2776749732568 | 33333333.33333333 | 50
xf_2269_to_2345_1 | 0.0 | Yg | [4.356000000000001e-008 4.356000000000001e-008 4.356000000000001e-008] | [1.386557864216592e-010 1.386557864216592e-010 1.386557864216592e-010] | [38581.43173859673000 38581.43173859673000 38581.43173859673000] | Yg | [0.06853908007651534 0.06853908007651534 0.06853908007651534] | [0.005780439065632173 0.005780439065632173 0.005780439065632173] | [19052.55888325765000 19052.55888325765000 19052.55888325765000] | [43560000 43560000 43560000] | [138655.7864216592 138655.7864216592 138655.7864216592] | [0 0 0 0] | [0 0 0 0] | [0 0 0 0] | [0 0 0 0] | [0 0 0 0] | [0 0 0 0] | 38105.1177665153 | 19052.55888325765 | 33333333.33333333 | 50
xf_2270_to_2078_4 | 0.0 | Yg | [4.356000000000001e-008 4.356000000000001e-008 4.356000000000001e-008] | [1.386557864216592e-010 1.386557864216592e-010 1.386557864216592e-010] | [37152.48982235241000 37152.48982235241000 37152.48982235241000] | Yg | [0.03814982666499227 0.03814982666499227 0.03814982666499227] | [0.0001374335524166247 0.0001374335524166247 0.0001374335524166247] | [12701.70592217177000 12701.70592217177000 12701.70592217177000] | [43560000 43560000 43560000] | [138655.7864216592 138655.7864216592 138655.7864216592] | [0 0 0 0] | [0 0 0 0] | [0 0 0 0] | [0 0 0 0] | [0 0 0 0] | [0 0 0 0] | 38105.1177665153 | 12701.70592217177 | 33333333.33333333 | 50
xf_2270_to_2079_5 | 0.0 | Yg | [4.356000000000001e-008 4.356000000000001e-008 4.356000000000001e-008] | [1.386557864216592e-010 1.386557864216592e-010 1.386557864216592e-010] | [37152.48982235241000 37152.48982235241000 37152.48982235241000] | Yg | [0.04472663256795331 0.04472663256795331 0.04472663256795331] | [0.003093623276925147 0.003093623276925147 0.003093623276925147] | [12701.70592217177000 12701.70592217177000 12701.70592217177000] | [43560000 43560000 43560000] | [138655.7864216592 138655.7864216592 138655.7864216592] | [0 0 0 0] | [0 0 0 0] | [0 0 0 0] | [0 0 0 0] | [0 0 0 0] | [0 0 0 0] | 38105.1177665153 | 12701.70592217177 | 33333333.33333333 | 50
xf_2270_to_2080_3 | 0.0 | Yg | [4.356000000000001e-008 4.356000000000001e-008 4.356000000000001e-008] | [1.386557864216592e-010 1.386557864216592e-010 1.386557864216592e-010] | [37152.48982235241000 37152.48982235241000 37152.48982235241000] | Yg | [0.07288574251779636 0.07288574251779636 0.07288574251779636] | [0.005119267358261868 0.005119267358261868 0.005119267358261868] | [12701.70592217177000 12701.70592217177000 12701.70592217177000] | [43560000 43560000 43560000] | [138655.7864216592 138655.7864216592 138655.7864216592] | [0 0 0 0] | [0 0 0 0] | [0 0 0 0] | [0 0 0 0] | [0 0 0 0] | [0 0 0 0] | 38105.1177665153 | 12701.70592217177 | 33333333.33333333 | 50
xf_2270_to_2081_6 | 0.0 | Yg | [4.356000000000001e-008 4.356000000000001e-008 4.356000000000001e-008] | [1.386557864216592e-010 1.386557864216592e-010 1.386557864216592e-010] | [37152.48982235241000 37152.48982235241000 37152.48982235241000] | Yg | [0.07686793724530208 0.07686793724530208 0.07686793724530208] | [0.005226681615516016 0.005226681615516016 0.005226681615516016] | [12701.70592217177000 12701.70592217177000 12701.70592217177000] | [43560000 43560000 43560000] | [138655.7864216592 138655.7864216592 138655.7864216592] | [0 0 0 0] | [0 0 0 0] | [0 0 0 0] | [0 0 0 0] | [0 0 0 0] | [0 0 0 0] | 38105.1177665153 | 12701.70592217177 | 33333333.33333333 | 50
xf_2281_to_2090_2 | 0.0 | Yg | [4.356000000000001e-008 4.356000000000001e-008 4.356000000000001e-008] | [1.386557864216592e-010 1.386557864216592e-010 1.386557864216592e-010] | [38105.1177665153000 38105.1177665153000 38105.1177665153000] | Yg | [0.004643012517631158 0.004643012517631158 0.004643012517631158] | [0.0002780194621220467 0.0002780194621220467 0.0002780194621220467] | [6928.20323027551000 6928.20323027551000 6928.20323027551000] | [43560000 43560000 43560000] | [138655.7864216592 138655.7864216592 138655.7864216592] | [0 0 0 0] | [0 0 0 0] | [0 0 0 0] | [0 0 0 0] | [0 0 0 0] | [0 0 0 0] | 38105.1177665153 | 6928.20323027551 | 33333333.33333333 | 50
xf_2287_to_2322_3 | 0.0 | Yg | [4.356000000000001e-008 4.356000000000001e-008 4.356000000000001e-008] | [1.386557864216592e-010 1.386557864216592e-010 1.386557864216592e-010] | [39534.05968275963000 39534.05968275963000 39534.05968275963000] | Yg | [0.01169958001285016 0.01169958001285016 0.01169958001285016] | [0.001424419983297665 0.001424419983297665 0.001424419983297665] | [6350.852961085884000 6350.852961085884000 6350.852961085884000] | [43560000 43560000 43560000] | [138655.7864216592 138655.7864216592 138655.7864216592] | [0 0 0 0] | [0 0 0 0] | [0 0 0 0] | [0 0 0 0] | [0 0 0 0] | [0 0 0 0] | 38105.1177665153 | 6062.177826491071 | 33333333.33333333 | 50
xf_2287_to_2323_4 | 0.0 | Yg | [4.356000000000001e-008 4.356000000000001e-008 4.356000000000001e-008] | [1.386557864216592e-010 1.386557864216592e-010 1.386557864216592e-010] | [39534.05968275963000 39534.05968275963000 39534.05968275963000] | Yg | [0.01142576264259234 0.01142576264259234 0.01142576264259234] | [0.001420123176763242 0.001420123176763242 0.001420123176763242] | [6350.852961085884000 6350.852961085884000 6350.852961085884000] | [43560000 43560000 43560000] | [138655.7864216592 138655.7864216592 138655.7864216592] | [0 0 0 0] | [0 0 0 0] | [0 0 0 0] | [0 0 0 0] | [0 0 0 0] | [0 0 0 0] | 38105.1177665153 | 6062.177826491071 | 33333333.33333333 | 50
xf_2287_to_2324_1 | 0.0 | Yg | [4.356000000000001e-008 4.356000000000001e-008 4.356000000000001e-008] | [1.386557864216592e-010 1.386557864216592e-010 1.386557864216592e-010] | [39534.05968275963000 39534.05968275963000 39534.05968275963000] | Yg | [0.01103709593255453 0.01103709593255453 0.01103709593255453] | [0.001459624534289528 0.001459624534289528 0.001459624534289528] | [6350.852961085884000 6350.852961085884000 6350.852961085884000] | [43560000 43560000 43560000] | [138655.7864216592 138655.7864216592 138655.7864216592] | [0 0 0 0] | [0 0 0 0] | [0 0 0 0] | [0 0 0 0] | [0 0 0 0] | [0 0 0 0] | 38105.1177665153 | 6062.177826491071 | 33333333.33333333 | 50
xf_2287_to_2325_2 | 0.0 | Yg | [4.356000000000001e-008 4.356000000000001e-008 4.356000000000001e-008] | [1.386557864216592e-010 1.386557864216592e-010 1.386557864216592e-010] | [39534.05968275963000 39534.05968275963000 39534.05968275963000] | Yg | [0.01152867347571585 0.01152867347571585 0.01152867347571585] | [0.001353595417005691 0.001353595417005691 0.001353595417005691] | [6350.852961085884000 6350.852961085884000 6350.852961085884000] | [43560000 43560000 43560000] | [138655.7864216592 138655.7864216592 138655.7864216592] | [0 0 0 0] | [0 0 0 0] | [0 0 0 0] | [0 0 0 0] | [0 0 0 0] | [0 0 0 0] | 38105.1177665153 | 6062.177826491071 | 33333333.33333333 | 50
xf_2295_to_2189_1 | 0.0 | Yg | [4.356000000000001e-008 4.356000000000001e-008 4.356000000000001e-008] | [1.386557864216592e-010 1.386557864216592e-010 1.386557864216592e-010] | [38971.14317029973000 38971.14317029973000 38971.14317029973000] | Yg | [0.8345830451367395 0.8345830451367395 0.8345830451367395] | [0.209921237839318 0.209921237839318 0.209921237839318] | [127017.0592217177000 127017.0592217177000 127017.0592217177000] | [43560000 43560000 43560000] | [138655.7864216592 138655.7864216592 138655.7864216592] | [0 0 0 0] | [0 0 0 0] | [0 0 0 0] | [0 0 0 0] | [0 0 0 0] | [0 0 0 0] | 38105.1177665153 | 127017.0592217177 | 33333333.33333333 | 50
xf_2295_to_2189_2 | 0.0 | Yg | [4.356000000000001e-008 4.356000000000001e-008 4.356000000000001e-008] | [1.386557864216592e-010 1.386557864216592e-010 1.386557864216592e-010] | [38971.14317029973000 38971.14317029973000 38971.14317029973000] | Yg | [0.8765125381434102 0.8765125381434102 0.8765125381434102] | [0.1958855197435161 0.1958855197435161 0.1958855197435161] | [127017.0592217177000 127017.0592217177000 127017.0592217177000] | [43560000 43560000 43560000] | [138655.7864216592 138655.7864216592 138655.7864216592] | [0 0 0 0] | [0 0 0 0] | [0 0 0 0] | [0 0 0 0] | [0 0 0 0] | [0 0 0 0] | 38105.1177665153 | 127017.0592217177 | 33333333.33333333 | 50
xf_2306_to_2339_6 | 0.0 | Yg | [4.840000000000002e-009 4.840000000000002e-009 4.840000000000002e-009] | [1.540619849129548e-011 1.540619849129548e-011 1.540619849129548e-011] | [12701.70592217177000 12701.70592217177000 12701.70592217177000] | Yg | [0.05974664480970239 0.05974664480970239 0.05974664480970239] | [0.003815545207711533 0.003815545207711533 0.003815545207711533] | [6350.852961085884000 6350.852961085884000 6350.852961085884000] | [4840000.000000002 4840000.000000002 4840000.000000002] | [15406.19849129547 15406.19849129547 15406.19849129547] | [0 0 0 0] | [0 0 0 0] | [0 0 0 0] | [0 0 0 0] | [0 0 0 0] | [0 0 0 0] | 12701.70592217177 | 6350.852961085884 | 33333333.33333333 | 50
xf_2306_to_2340_5 | 0.0 | Yg | [4.840000000000002e-009 4.840000000000002e-009 4.840000000000002e-009] | [1.540619849129548e-011 1.540619849129548e-011 1.540619849129548e-011] | [12701.70592217177000 12701.70592217177000 12701.70592217177000] | Yg | [0.0615336156874895 0.0615336156874895 0.0615336156874895] | [0.003710666080497228 0.003710666080497228 0.003710666080497228] | [6350.852961085884000 6350.852961085884000 6350.852961085884000] | [4840000.000000002 4840000.000000002 4840000.000000002] | [15406.19849129547 15406.19849129547 15406.19849129547] | [0 0 0 0] | [0 0 0 0] | [0 0 0 0] | [0 0 0 0] | [0 0 0 0] | [0 0 0 0] | 12701.70592217177 | 6350.852961085884 | 33333333.33333333 | 50
xf_2306_to_2341_4 | 0.0 | Yg | [4.840000000000002e-009 4.840000000000002e-009 4.840000000000002e-009] | [1.540619849129548e-011 1.540619849129548e-011 1.540619849129548e-011] | [12701.70592217177000 12701.70592217177000 12701.70592217177000] | Yg | [0.06022668884349987 0.06022668884349987 0.06022668884349987] | [0.003784950003344644 0.003784950003344644 0.003784950003344644] | [6350.852961085884000 6350.852961085884000 6350.852961085884000] | [4840000.000000002 4840000.000000002 4840000.000000002] | [15406.19849129547 15406.19849129547 15406.19849129547] | [0 0 0 0] | [0 0 0 0] | [0 0 0 0] | [0 0 0 0] | [0 0 0 0] | [0 0 0 0] | 12701.70592217177 | 6350.852961085884 | 33333333.33333333 | 50
xf_2307_to_2065_4 | 0.0 | Yg | [4.840000000000002e-009 4.840000000000002e-009 4.840000000000002e-009] | [1.540619849129548e-011 1.540619849129548e-011 1.540619849129548e-011] | [12701.70592217177000 12701.70592217177000 12701.70592217177000] | Yg | [0.02167462082776586 0.02167462082776586 0.02167462082776586] | [0.001519629638606058 0.001519629638606058 0.001519629638606058] | [6350.852961085884000 6350.852961085884000 6350.852961085884000] | [4840000.000000002 4840000.000000002 4840000.000000002] | [15406.19849129547 15406.19849129547 15406.19849129547] | [0 0 0 0] | [0 0 0 0] | [0 0 0 0] | [0 0 0 0] | [0 0 0 0] | [0 0 0 0] | 12701.70592217177 | 6350.852961085884 | 33333333.33333333 | 50
xf_2308_to_2066_5 | 0.0 | Yg | [4.840000000000002e-009 4.840000000000002e-009 4.840000000000002e-009] | [1.540619849129548e-011 1.540619849129548e-011 1.540619849129548e-011] | [12701.70592217177000 12701.70592217177000 12701.70592217177000] | Yg | [0.02157092921474019 0.02157092921474019 0.02157092921474019] | [0.001559095859357934 0.001559095859357934 0.001559095859357934] | [6350.852961085884000 6350.852961085884000 6350.852961085884000] | [4840000.000000002 4840000.000000002 4840000.000000002] | [15406.19849129547 15406.19849129547 15406.19849129547] | [0 0 0 0] | [0 0 0 0] | [0 0 0 0] | [0 0 0 0] | [0 0 0 0] | [0 0 0 0] | 12701.70592217177 | 6350.852961085884 | 33333333.33333333 | 50
xf_2310_to_2344_6 | 0.0 | Yg | [4.840000000000002e-009 4.840000000000002e-009 4.840000000000002e-009] | [1.540619849129548e-011 1.540619849129548e-011 1.540619849129548e-011] | [12701.70592217177000 12701.70592217177000 12701.70592217177000] | Yg | [0.03888024070249804 0.03888024070249804 0.03888024070249804] | [0.001622735176138328 0.001622735176138328 0.001622735176138328] | [6350.852961085884000 6350.852961085884000 6350.852961085884000] | [4840000.000000002 4840000.000000002 4840000.000000002] | [15406.19849129547 15406.19849129547 15406.19849129547] | [0 0 0 0] | [0 0 0 0] | [0 0 0 0] | [0 0 0 0] | [0 0 0 0] | [0 0 0 0] | 12701.70592217177 | 6350.852961085884 | 33333333.33333333 | 50
xf_2313_to_2072_2 | 0.0 | Yg | [4.840000000000002e-009 4.840000000000002e-009 4.840000000000002e-009] | [1.540619849129548e-011 1.540619849129548e-011 1.540619849129548e-011] | [12701.70592217177000 12701.70592217177000 12701.70592217177000] | Yg | [0.0001252315846687908 0.0001252315846687908 0.0001252315846687908] | [4.176982941386592e-006 4.176982941386592e-006 4.176982941386592e-006] | [398.3716857408418000 398.3716857408418000 398.3716857408418000] | [4840000.000000002 4840000.000000002 4840000.000000002] | [15406.19849129547 15406.19849129547 15406.19849129547] | [0 0 0 0] | [0 0 0 0] | [0 0 0 0] | [0 0 0 0] | [0 0 0 0] | [0 0 0 0] | 12701.70592217177 | 398.3716857408418 | 33333333.33333333 | 50
xf_2315_to_2350_6 | 0.0 | Yg | [4.840000000000002e-009 4.840000000000002e-009 4.840000000000002e-009] | [1.540619849129548e-011 1.540619849129548e-011 1.540619849129548e-011] | [12701.70592217177000 12701.70592217177000 12701.70592217177000] | Yg | [0.05784213937283499 0.05784213937283499 0.05784213937283499] | [0.004021430738693844 0.004021430738693844 0.004021430738693844] | [6350.852961085884000 6350.852961085884000 6350.852961085884000] | [4840000.000000002 4840000.000000002 4840000.000000002] | [15406.19849129547 15406.19849129547 15406.19849129547] | [0 0 0 0] | [0 0 0 0] | [0 0 0 0] | [0 0 0 0] | [0 0 0 0] | [0 0 0 0] | 12701.70592217177 | 6350.852961085884 | 33333333.33333333 | 50
xf_2332_to_2333_4 | 0.0 | Yg | [4.840000000000002e-009 4.840000000000002e-009 4.840000000000002e-009] | [1.540619849129548e-011 1.540619849129548e-011 1.540619849129548e-011] | [12990.38105676658000 12990.38105676658000 12990.38105676658000] | Yg | [0.05814862164866646 0.05814862164866646 0.05814862164866646] | [0.003882264027057758 0.003882264027057758 0.003882264027057758] | [6350.852961085884000 6350.852961085884000 6350.852961085884000] | [4840000.000000002 4840000.000000002 4840000.000000002] | [15406.19849129547 15406.19849129547 15406.19849129547] | [0 0 0 0] | [0 0 0 0] | [0 0 0 0] | [0 0 0 0] | [0 0 0 0] | [0 0 0 0] | 12701.70592217177 | 6350.852961085884 | 33333333.33333333 | 50
xf_2332_to_2334_3 | 0.0 | Yg | [4.840000000000002e-009 4.840000000000002e-009 4.840000000000002e-009] | [1.540619849129548e-011 1.540619849129548e-011 1.540619849129548e-011] | [12990.38105676658000 12990.38105676658000 12990.38105676658000] | Yg | [0.06219915489156271 0.06219915489156271 0.06219915489156271] | [0.003777989409239985 0.003777989409239985 0.003777989409239985] | [6350.852961085884000 6350.852961085884000 6350.852961085884000] | [4840000.000000002 4840000.000000002 4840000.000000002] | [15406.19849129547 15406.19849129547 15406.19849129547] | [0 0 0 0] | [0 0 0 0] | [0 0 0 0] | [0 0 0 0] | [0 0 0 0] | [0 0 0 0] | 12701.70592217177 | 6350.852961085884 | 33333333.33333333 | 50
xf_2342_to_2054_1 | 0.0 | Yg | [1.089e-008 1.089e-008 1.089e-008] | [3.466394660541481e-011 3.466394660541481e-011 3.466394660541481e-011] | [19052.55888325765000 19052.55888325765000 19052.55888325765000] | Yg | [2.665268868249238e-005 2.665268868249238e-005 2.665268868249238e-005] | [1.02225449513046e-006 1.02225449513046e-006 1.02225449513046e-006] | [398.3716857408418000 398.3716857408418000 398.3716857408418000] | [10890000 10890000 10890000] | [34663.94660541481 34663.94660541481 34663.94660541481] | [0 0 0 0] | [0 0 0 0] | [0 0 0 0] | [0 0 0 0] | [0 0 0 0] | [0 0 0 0] | 19052.55888325765 | 398.3716857408418 | 33333333.33333333 | 50
xf_2342_to_2055_4 | 0.0 | Yg | [1.089e-008 1.089e-008 1.089e-008] | [3.466394660541481e-011 3.466394660541481e-011 3.466394660541481e-011] | [19052.55888325765000 19052.55888325765000 19052.55888325765000] | Yg | [4.460278116306655e-005 4.460278116306655e-005 4.460278116306655e-005] | [1.624300456998032e-006 1.624300456998032e-006 1.624300456998032e-006] | [398.3716857408418000 398.3716857408418000 398.3716857408418000] | [10890000 10890000 10890000] | [34663.94660541481 34663.94660541481 34663.94660541481] | [0 0 0 0] | [0 0 0 0] | [0 0 0 0] | [0 0 0 0] | [0 0 0 0] | [0 0 0 0] | 19052.55888325765 | 398.3716857408418 | 33333333.33333333 | 50
xf_2342_to_2056_5 | 0.0 | Yg | [1.089e-008 1.089e-008 1.089e-008] | [3.466394660541481e-011 3.466394660541481e-011 3.466394660541481e-011] | [19052.55888325765000 19052.55888325765000 19052.55888325765000] | Yg | [9.322730780015358e-005 9.322730780015358e-005 9.322730780015358e-005] | [3.50215094225536e-006 3.50215094225536e-006 3.50215094225536e-006] | [398.3716857408418000 398.3716857408418000 398.3716857408418000] | [10890000 10890000 10890000] | [34663.94660541481 34663.94660541481 34663.94660541481] | [0 0 0 0] | [0 0 0 0] | [0 0 0 0] | [0 0 0 0] | [0 0 0 0] | [0 0 0 0] | 19052.55888325765 | 398.3716857408418 | 33333333.33333333 | 50
xf_2343_to_2057_6 | 0.0 | Yg | [1.089e-008 1.089e-008 1.089e-008] | [3.466394660541481e-011 3.466394660541481e-011 3.466394660541481e-011] | [19052.55888325765000 19052.55888325765000 19052.55888325765000] | Yg | [2.83116928105451e-005 2.83116928105451e-005 2.83116928105451e-005] | [1.001540192860917e-006 1.001540192860917e-006 1.001540192860917e-006] | [398.3716857408418000 398.3716857408418000 398.3716857408418000] | [10890000 10890000 10890000] | [34663.94660541481 34663.94660541481 34663.94660541481] | [0 0 0 0] | [0 0 0 0] | [0 0 0 0] | [0 0 0 0] | [0 0 0 0] | [0 0 0 0] | 19052.55888325765 | 398.3716857408418 | 33333333.33333333 | 50
xf_2343_to_2058_7 | 0.0 | Yg | [1.089e-008 1.089e-008 1.089e-008] | [3.466394660541481e-011 3.466394660541481e-011 3.466394660541481e-011] | [19052.55888325765000 19052.55888325765000 19052.55888325765000] | Yg | [5.331661856458705e-005 5.331661856458705e-005 5.331661856458705e-005] | [1.931608447400803e-006 1.931608447400803e-006 1.931608447400803e-006] | [398.3716857408418000 398.3716857408418000 398.3716857408418000] | [10890000 10890000 10890000] | [34663.94660541481 34663.94660541481 34663.94660541481] | [0 0 0 0] | [0 0 0 0] | [0 0 0 0] | [0 0 0 0] | [0 0 0 0] | [0 0 0 0] | 19052.55888325765 | 398.3716857408418 | 33333333.33333333 | 50
xf_2343_to_2059_8 | 0.0 | Yg | [1.089e-008 1.089e-008 1.089e-008] | [3.466394660541481e-011 3.466394660541481e-011 3.466394660541481e-011] | [19052.55888325765000 19052.55888325765000 19052.55888325765000] | Yg | [6.780361415612235e-005 6.780361415612235e-005 6.780361415612235e-005] | [2.389217648173877e-006 2.389217648173877e-006 2.389217648173877e-006] | [398.3716857408418000 398.3716857408418000 398.3716857408418000] | [10890000 10890000 10890000] | [34663.94660541481 34663.94660541481 34663.94660541481] | [0 0 0 0] | [0 0 0 0] | [0 0 0 0] | [0 0 0 0] | [0 0 0 0] | [0 0 0 0] | 19052.55888325765 | 398.3716857408418 | 33333333.33333333 | 50
xf_2355_to_4185_1 | 0.0 | Yg | [2.722500000000001e-007 2.722500000000001e-007 2.722500000000001e-007] | [8.665986651353703e-010 8.665986651353703e-010 8.665986651353703e-010] | [91972.41749714965000 91972.41749714965000 91972.41749714965000] | Yg | [0 0 0] | [0.02013374544301466 0.02013374544301466 0.02013374544301466] | [76210.2355330306000 76210.2355330306000 76210.2355330306000] | [272250000.0000001 272250000.0000001 272250000.0000001] | [866598.6651353703 866598.6651353703 866598.6651353703] | [0 0 0 0] | [0 0 0 0] | [0 0 0 0] | [0 0 0 0] | [0 0 0 0] | [0 0 0 0] | 95262.79441628826 | 76210.2355330306 | 33333333.33333333 | 50
xf_3009_to_3011_2 | 0.0 | Yg | [1.7424e-007 1.7424e-007 1.7424e-007] | [5.54623145686637e-010 5.54623145686637e-010 5.54623145686637e-010] | [79068.11936551927000 79068.11936551927000 79068.11936551927000] | Yg | [0.08461105664518807 0.08461105664518807 0.08461105664518807] | [0.005570240969746305 0.005570240969746305 0.005570240969746305] | [19052.55888325765000 19052.55888325765000 19052.55888325765000] | [174240000 174240000 174240000] | [554623.1456866369 554623.1456866369 554623.1456866369] | [0 0 0 0] | [0 0 0 0] | [0 0 0 0] | [0 0 0 0] | [0 0 0 0] | [0 0 0 0] | 76210.2355330306 | 19052.55888325765 | 33333333.33333333 | 50
xf_3009_to_3013_4 | 0.0 | Yg | [1.7424e-007 1.7424e-007 1.7424e-007] | [5.54623145686637e-010 5.54623145686637e-010 5.54623145686637e-010] | [76210.2355330306000 76210.2355330306000 76210.2355330306000] | Yg | [0.03041893880788727 0.03041893880788727 0.03041893880788727] | [0.002528190302266502 0.002528190302266502 0.002528190302266502] | [6350.852961085884000 6350.852961085884000 6350.852961085884000] | [174240000 174240000 174240000] | [554623.1456866369 554623.1456866369 554623.1456866369] | [0 0 0 0] | [0 0 0 0] | [0 0 0 0] | [0 0 0 0] | [0 0 0 0] | [0 0 0 0] | 76210.2355330306 | 6350.852961085884 | 33333333.33333333 | 50
xf_3010_to_3011_1 | 0.0 | Yg | [1.7424e-007 1.7424e-007 1.7424e-007] | [5.54623145686637e-010 5.54623145686637e-010 5.54623145686637e-010] | [79068.11936551927000 79068.11936551927000 79068.11936551927000] | Yg | [0.08330914162938538 0.08330914162938538 0.08330914162938538] | [0.005966236277260396 0.005966236277260396 0.005966236277260396] | [19052.55888325765000 19052.55888325765000 19052.55888325765000] | [174240000 174240000 174240000] | [554623.1456866369 554623.1456866369 554623.1456866369] | [0 0 0 0] | [0 0 0 0] | [0 0 0 0] | [0 0 0 0] | [0 0 0 0] | [0 0 0 0] | 76210.2355330306 | 19052.55888325765 | 33333333.33333333 | 50
xf_3010_to_3012_3 | 0.0 | Yg | [1.7424e-007 1.7424e-007 1.7424e-007] | [5.54623145686637e-010 5.54623145686637e-010 5.54623145686637e-010] | [76210.2355330306000 76210.2355330306000 76210.2355330306000] | Yg | [0.02848879659039878 0.02848879659039878 0.02848879659039878] | [0.002382547760718287 0.002382547760718287 0.002382547760718287] | [6350.852961085884000 6350.852961085884000 6350.852961085884000] | [174240000 174240000 174240000] | [554623.1456866369 554623.1456866369 554623.1456866369] | [0 0 0 0] | [0 0 0 0] | [0 0 0 0] | [0 0 0 0] | [0 0 0 0] | [0 0 0 0] | 76210.2355330306 | 6350.852961085884 | 33333333.33333333 | 50
xf_3014_to_3016_1 | 0.0 | Yg | [1.21e-007 1.21e-007 1.21e-007] | [3.851549622823868e-010 3.851549622823868e-010 3.851549622823868e-010] | [58918.76817588207000 58918.76817588207000 58918.76817588207000] | Yg | [0.5783546300864812 0.5783546300864812 0.5783546300864812] | [0.02232020750226497 0.02232020750226497 0.02232020750226497] | [19052.55888325765000 19052.55888325765000 19052.55888325765000] | [121000000 121000000 121000000] | [385154.9622823868 385154.9622823868 385154.9622823868] | [0 0 0 0] | [0 0 0 0] | [0 0 0 0] | [0 0 0 0] | [0 0 0 0] | [0 0 0 0] | 63508.52961085884 | 19052.55888325765 | 33333333.33333333 | 50
xf_3015_to_3016_2 | 0.0 | Yg | [1.21e-007 1.21e-007 1.21e-007] | [3.851549622823868e-010 3.851549622823868e-010 3.851549622823868e-010] | [55858.92721923089000 55858.92721923089000 55858.92721923089000] | Yg | [0.5577095760724426 0.5577095760724426 0.5577095760724426] | [0.02397375263459961 0.02397375263459961 0.02397375263459961] | [19052.55888325765000 19052.55888325765000 19052.55888325765000] | [121000000 121000000 121000000] | [385154.9622823868 385154.9622823868 385154.9622823868] | [0 0 0 0] | [0 0 0 0] | [0 0 0 0] | [0 0 0 0] | [0 0 0 0] | [0 0 0 0] | 63508.52961085884 | 19052.55888325765 | 33333333.33333333 | 50
xf_3019_to_3020_1 | 0.0 | Yg | [1.21e-007 1.21e-007 1.21e-007] | [3.851549622823868e-010 3.851549622823868e-010 3.851549622823868e-010] | [61343.46610139774000 61343.46610139774000 61343.46610139774000] | Yg | [0.1461194084498791 0.1461194084498791 0.1461194084498791] | [0.008969284206585645 0.008969284206585645 0.008969284206585645] | [19052.55888325765000 19052.55888325765000 19052.55888325765000] | [121000000 121000000 121000000] | [385154.9622823868 385154.9622823868 385154.9622823868] | [0 0 0 0] | [0 0 0 0] | [0 0 0 0] | [0 0 0 0] | [0 0 0 0] | [0 0 0 0] | 63508.52961085884 | 19052.55888325765 | 33333333.33333333 | 50
xf_3019_to_3020_2 | 0.0 | Yg | [1.21e-007 1.21e-007 1.21e-007] | [3.851549622823868e-010 3.851549622823868e-010 3.851549622823868e-010] | [61126.95975045163000 61126.95975045163000 61126.95975045163000] | Yg | [0.06610161559010917 0.06610161559010917 0.06610161559010917] | [0.00596806781318182 0.00596806781318182 0.00596806781318182] | [19052.55888325765000 19052.55888325765000 19052.55888325765000] | [121000000 121000000 121000000] | [385154.9622823868 385154.9622823868 385154.9622823868] | [0 0 0 0] | [0 0 0 0] | [0 0 0 0] | [0 0 0 0] | [0 0 0 0] | [0 0 0 0] | 63508.52961085884 | 19052.55888325765 | 33333333.33333333 | 50
xf_3019_to_3020_3 | 0.0 | Yg | [1.21e-007 1.21e-007 1.21e-007] | [3.851549622823868e-010 3.851549622823868e-010 3.851549622823868e-010] | [61126.95975045163000 61126.95975045163000 61126.95975045163000] | Yg | [0.06470373378272927 0.06470373378272927 0.06470373378272927] | [0.005961293053450806 0.005961293053450806 0.005961293053450806] | [19052.55888325765000 19052.55888325765000 19052.55888325765000] | [121000000 121000000 121000000] | [385154.9622823868 385154.9622823868 385154.9622823868] | [0 0 0 0] | [0 0 0 0] | [0 0 0 0] | [0 0 0 0] | [0 0 0 0] | [0 0 0 0] | 63508.52961085884 | 19052.55888325765 | 33333333.33333333 | 50
xf_3021_to_3022_1 | 0.0 | Yg | [1.7424e-007 1.7424e-007 1.7424e-007] | [5.54623145686637e-010 5.54623145686637e-010 5.54623145686637e-010] | [67636.58403556465000 67636.58403556465000 67636.58403556465000] | Yg | [1.883217058307722 1.883217058307722 1.883217058307722] | [0.1075230648225124 0.1075230648225124 0.1075230648225124] | [38105.1177665153000 38105.1177665153000 38105.1177665153000] | [174240000 174240000 174240000] | [554623.1456866369 554623.1456866369 554623.1456866369] | [0 0 0 0] | [0 0 0 0] | [0 0 0 0] | [0 0 0 0] | [0 0 0 0] | [0 0 0 0] | 76210.2355330306 | 38105.1177665153 | 33333333.33333333 | 50
xf_3021_to_3022_2 | 0.0 | Yg | [1.7424e-007 1.7424e-007 1.7424e-007] | [5.54623145686637e-010 5.54623145686637e-010 5.54623145686637e-010] | [80020.74730968214000 80020.74730968214000 80020.74730968214000] | Yg | [1.961183850771902 1.961183850771902 1.961183850771902] | [0.1059332127489902 0.1059332127489902 0.1059332127489902] | [38105.1177665153000 38105.1177665153000 38105.1177665153000] | [174240000 174240000 174240000] | [554623.1456866369 554623.1456866369 554623.1456866369] | [0 0 0 0] | [0 0 0 0] | [0 0 0 0] | [0 0 0 0] | [0 0 0 0] | [0 0 0 0] | 76210.2355330306 | 38105.1177665153 | 33333333.33333333 | 50
xf_3024_to_3026_3 | 0.0 | Yg | [1.7424e-007 1.7424e-007 1.7424e-007] | [5.54623145686637e-010 5.54623145686637e-010 5.54623145686637e-010] | [76210.2355330306000 76210.2355330306000 76210.2355330306000] | Yg | [0.0848237940409543 0.0848237940409543 0.0848237940409543] | [0.0083265381761677 0.0083265381761677 0.0083265381761677] | [19052.55888325765000 19052.55888325765000 19052.55888325765000] | [174240000 174240000 174240000] | [554623.1456866369 554623.1456866369 554623.1456866369] | [0 0 0 0] | [0 0 0 0] | [0 0 0 0] | [0 0 0 0] | [0 0 0 0] | [0 0 0 0] | 76210.2355330306 | 19052.55888325765 | 33333333.33333333 | 50
xf_3025_to_3024_4 | 0.0 | Yg | [1.21e-007 1.21e-007 1.21e-007] | [3.851549622823868e-010 3.851549622823868e-010 3.851549622823868e-010] | [59539.24651018016000 59539.24651018016000 59539.24651018016000] | Yg | [1.138582959965632 1.138582959965632 1.138582959965632] | [0.09573067487383292 0.09573067487383292 0.09573067487383292] | [76210.2355330306000 76210.2355330306000 76210.2355330306000] | [121000000 121000000 121000000] | [385154.9622823868 385154.9622823868 385154.9622823868] | [0 0 0 0] | [0 0 0 0] | [0 0 0 0] | [0 0 0 0] | [0 0 0 0] | [0 0 0 0] | 63508.52961085884 | 76210.2355330306 | 33333333.33333333 | 50
xf_3026_to_3025_1 | 0.0 | Yg | [1.089e-008 1.089e-008 1.089e-008] | [3.466394660541481e-011 3.466394660541481e-011 3.466394660541481e-011] | [19052.55888325765000 19052.55888325765000 19052.55888325765000] | Yg | [4.48924159849123 4.48924159849123 4.48924159849123] | [0.1905195886157109 0.1905195886157109 0.1905195886157109] | [63508.52961085884000 63508.52961085884000 63508.52961085884000] | [10890000 10890000 10890000] | [34663.94660541481 34663.94660541481 34663.94660541481] | [0 0 0 0] | [0 0 0 0] | [0 0 0 0] | [0 0 0 0] | [0 0 0 0] | [0 0 0 0] | 19052.55888325765 | 63508.52961085884 | 33333333.33333333 | 50
xf_3026_to_3025_2 | 0.0 | Yg | [1.089e-008 1.089e-008 1.089e-008] | [3.466394660541481e-011 3.466394660541481e-011 3.466394660541481e-011] | [19052.55888325765000 19052.55888325765000 19052.55888325765000] | Yg | [4.415234625392465 4.415234625392465 4.415234625392465] | [0.1958409751493195 0.1958409751493195 0.1958409751493195] | [63508.52961085884000 63508.52961085884000 63508.52961085884000] | [10890000 10890000 10890000] | [34663.94660541481 34663.94660541481 34663.94660541481] | [0 0 0 0] | [0 0 0 0] | [0 0 0 0] | [0 0 0 0] | [0 0 0 0] | [0 0 0 0] | 19052.55888325765 | 63508.52961085884 | 33333333.33333333 | 50
xf_3027_to_3029_2 | 0.0 | Yg | [1.7424e-007 1.7424e-007 1.7424e-007] | [5.54623145686637e-010 5.54623145686637e-010 5.54623145686637e-010] | [78115.49142135637000 78115.49142135637000 78115.49142135637000] | Yg | [0.07985386163309753 0.07985386163309753 0.07985386163309753] | [0.00580246018755073 0.00580246018755073 0.00580246018755073] | [19052.55888325765000 19052.55888325765000 19052.55888325765000] | [174240000 174240000 174240000] | [554623.1456866369 554623.1456866369 554623.1456866369] | [0 0 0 0] | [0 0 0 0] | [0 0 0 0] | [0 0 0 0] | [0 0 0 0] | [0 0 0 0] | 76210.2355330306 | 19052.55888325765 | 33333333.33333333 | 50
xf_3028_to_3029_1 | 0.0 | Yg | [1.7424e-007 1.7424e-007 1.7424e-007] | [5.54623145686637e-010 5.54623145686637e-010 5.54623145686637e-010] | [78115.49142135637000 78115.49142135637000 78115.49142135637000] | Yg | [0.08259523893397508 0.08259523893397508 0.08259523893397508] | [0.00548577039899197 0.00548577039899197 0.00548577039899197] | [19052.55888325765000 19052.55888325765000 19052.55888325765000] | [174240000 174240000 174240000] | [554623.1456866369 554623.1456866369 554623.1456866369] | [0 0 0 0] | [0 0 0 0] | [0 0 0 0] | [0 0 0 0] | [0 0 0 0] | [0 0 0 0] | 76210.2355330306 | 19052.55888325765 | 33333333.33333333 | 50
xf_3030_to_3032_1 | 0.0 | Yg | [1.7424e-007 1.7424e-007 1.7424e-007] | [5.54623145686637e-010 5.54623145686637e-010 5.54623145686637e-010] | [76210.2355330306000 76210.2355330306000 76210.2355330306000] | Yg | [0.1543080904065252 0.1543080904065252 0.1543080904065252] | [0.01763344365158485 0.01763344365158485 0.01763344365158485] | [39837.16857408418000 39837.16857408418000 39837.16857408418000] | [174240000 174240000 174240000] | [554623.1456866369 554623.1456866369 554623.1456866369] | [0 0 0 0] | [0 0 0 0] | [0 0 0 0] | [0 0 0 0] | [0 0 0 0] | [0 0 0 0] | 76210.2355330306 | 38105.1177665153 | 33333333.33333333 | 50
xf_3031_to_3032_2 | 0.0 | Yg | [1.7424e-007 1.7424e-007 1.7424e-007] | [5.54623145686637e-010 5.54623145686637e-010 5.54623145686637e-010] | [76210.2355330306000 76210.2355330306000 76210.2355330306000] | Yg | [0.1221319150301395 0.1221319150301395 0.1221319150301395] | [0.01732798499549154 0.01732798499549154 0.01732798499549154] | [39837.16857408418000 39837.16857408418000 39837.16857408418000] | [174240000 174240000 174240000] | [554623.1456866369 554623.1456866369 554623.1456866369] | [0 0 0 0] | [0 0 0 0] | [0 0 0 0] | [0 0 0 0] | [0 0 0 0] | [0 0 0 0] | 76210.2355330306 | 38105.1177665153 | 33333333.33333333 | 50
xf_3034_to_3035_1 | 0.0 | Yg | [1.7424e-007 1.7424e-007 1.7424e-007] | [5.54623145686637e-010 5.54623145686637e-010 5.54623145686637e-010] | [75257.60758886771000 75257.60758886771000 75257.60758886771000] | Yg | [0.8178947344338349 0.8178947344338349 0.8178947344338349] | [0.02942287474429678 0.02942287474429678 0.02942287474429678] | [38105.1177665153000 38105.1177665153000 38105.1177665153000] | [174240000 174240000 174240000] | [554623.1456866369 554623.1456866369 554623.1456866369] | [0 0 0 0] | [0 0 0 0] | [0 0 0 0] | [0 0 0 0] | [0 0 0 0] | [0 0 0 0] | 76210.2355330306 | 38105.1177665153 | 33333333.33333333 | 50
xf_3034_to_3035_2 | 0.0 | Yg | [1.7424e-007 1.7424e-007 1.7424e-007] | [5.54623145686637e-010 5.54623145686637e-010 5.54623145686637e-010] | [75257.60758886771000 75257.60758886771000 75257.60758886771000] | Yg | [0.7204330038633953 0.7204330038633953 0.7204330038633953] | [0.03127618953344431 0.03127618953344431 0.03127618953344431] | [38105.1177665153000 38105.1177665153000 38105.1177665153000] | [174240000 174240000 174240000] | [554623.1456866369 554623.1456866369 554623.1456866369] | [0 0 0 0] | [0 0 0 0] | [0 0 0 0] | [0 0 0 0] | [0 0 0 0] | [0 0 0 0] | 76210.2355330306 | 38105.1177665153 | 33333333.33333333 | 50
xf_3034_to_3035_3 | 0.0 | Yg | [1.7424e-007 1.7424e-007 1.7424e-007] | [5.54623145686637e-010 5.54623145686637e-010 5.54623145686637e-010] | [75257.60758886771000 75257.60758886771000 75257.60758886771000] | Yg | [0.1944984795838057 0.1944984795838057 0.1944984795838057] | [0.02656567749224973 0.02656567749224973 0.02656567749224973] | [38105.1177665153000 38105.1177665153000 38105.1177665153000] | [174240000 174240000 174240000] | [554623.1456866369 554623.1456866369 554623.1456866369] | [0 0 0 0] | [0 0 0 0] | [0 0 0 0] | [0 0 0 0] | [0 0 0 0] | [0 0 0 0] | 76210.2355330306 | 38105.1177665153 | 33333333.33333333 | 50
xf_3036_to_3038_4 | 0.0 | Yg | [1.7424e-007 1.7424e-007 1.7424e-007] | [5.54623145686637e-010 5.54623145686637e-010 5.54623145686637e-010] | [75257.60758886771000 75257.60758886771000 75257.60758886771000] | Yg | [0.01443973426335491 0.01443973426335491 0.01443973426335491] | [0.001615766915851645 0.001615766915851645 0.001615766915851645] | [6350.852961085884000 6350.852961085884000 6350.852961085884000] | [174240000 174240000 174240000] | [554623.1456866369 554623.1456866369 554623.1456866369] | [0 0 0 0] | [0 0 0 0] | [0 0 0 0] | [0 0 0 0] | [0 0 0 0] | [0 0 0 0] | 76210.2355330306 | 6350.852961085884 | 33333333.33333333 | 50
xf_3037_to_3038_2 | 0.0 | Yg | [1.7424e-007 1.7424e-007 1.7424e-007] | [5.54623145686637e-010 5.54623145686637e-010 5.54623145686637e-010] | [75257.60758886771000 75257.60758886771000 75257.60758886771000] | Yg | [0.0155094559800399 0.0155094559800399 0.0155094559800399] | [0.001516391152040791 0.001516391152040791 0.001516391152040791] | [6350.852961085884000 6350.852961085884000 6350.852961085884000] | [174240000 174240000 174240000] | [554623.1456866369 554623.1456866369 554623.1456866369] | [0 0 0 0] | [0 0 0 0] | [0 0 0 0] | [0 0 0 0] | [0 0 0 0] | [0 0 0 0] | 76210.2355330306 | 6350.852961085884 | 33333333.33333333 | 50
xf_3039_to_3040_2 | 0.0 | Yg | [1.7424e-007 1.7424e-007 1.7424e-007] | [5.54623145686637e-010 5.54623145686637e-010 5.54623145686637e-010] | [76210.2355330306000 76210.2355330306000 76210.2355330306000] | Yg | [0.01932963023781065 0.01932963023781065 0.01932963023781065] | [0.00149153694926205 0.00149153694926205 0.00149153694926205] | [6697.263122599658000 6697.263122599658000 6697.263122599658000] | [174240000 174240000 174240000] | [554623.1456866369 554623.1456866369 554623.1456866369] | [0 0 0 0] | [0 0 0 0] | [0 0 0 0] | [0 0 0 0] | [0 0 0 0] | [0 0 0 0] | 76210.2355330306 | 6812.733176437584 | 33333333.33333333 | 50
xf_3039_to_3041_3 | 0.0 | Yg | [1.7424e-007 1.7424e-007 1.7424e-007] | [5.54623145686637e-010 5.54623145686637e-010 5.54623145686637e-010] | [76210.2355330306000 76210.2355330306000 76210.2355330306000] | Yg | [0.01889716160097746 0.01889716160097746 0.01889716160097746] | [0.001682437377454 0.001682437377454 0.001682437377454] | [6697.263122599658000 6697.263122599658000 6697.263122599658000] | [174240000 174240000 174240000] | [554623.1456866369 554623.1456866369 554623.1456866369] | [0 0 0 0] | [0 0 0 0] | [0 0 0 0] | [0 0 0 0] | [0 0 0 0] | [0 0 0 0] | 76210.2355330306 | 6812.733176437584 | 33333333.33333333 | 50
xf_3039_to_3042_4 | 0.0 | Yg | [1.7424e-007 1.7424e-007 1.7424e-007] | [5.54623145686637e-010 5.54623145686637e-010 5.54623145686637e-010] | [76210.2355330306000 76210.2355330306000 76210.2355330306000] | Yg | [0.0183748653105201 0.0183748653105201 0.0183748653105201] | [0.001551998698458955 0.001551998698458955 0.001551998698458955] | [6697.263122599658000 6697.263122599658000 6697.263122599658000] | [174240000 174240000 174240000] | [554623.1456866369 554623.1456866369 554623.1456866369] | [0 0 0 0] | [0 0 0 0] | [0 0 0 0] | [0 0 0 0] | [0 0 0 0] | [0 0 0 0] | 76210.2355330306 | 6812.733176437584 | 33333333.33333333 | 50
xf_3039_to_3043_1 | 0.0 | Yg | [1.7424e-007 1.7424e-007 1.7424e-007] | [5.54623145686637e-010 5.54623145686637e-010 5.54623145686637e-010] | [76210.2355330306000 76210.2355330306000 76210.2355330306000] | Yg | [0.01762401544431605 0.01762401544431605 0.01762401544431605] | [0.001567464482344245 0.001567464482344245 0.001567464482344245] | [6697.263122599658000 6697.263122599658000 6697.263122599658000] | [174240000 174240000 174240000] | [554623.1456866369 554623.1456866369 554623.1456866369] | [0 0 0 0] | [0 0 0 0] | [0 0 0 0] | [0 0 0 0] | [0 0 0 0] | [0 0 0 0] | 76210.2355330306 | 6812.733176437584 | 33333333.33333333 | 50
xf_3044_to_3046_1 | 0.0 | Yg | [1.7424e-007 1.7424e-007 1.7424e-007] | [5.54623145686637e-010 5.54623145686637e-010 5.54623145686637e-010] | [74304.97964470483000 74304.97964470483000 74304.97964470483000] | Yg | [0.1423534212420229 0.1423534212420229 0.1423534212420229] | [0.01747893747703643 0.01747893747703643 0.01747893747703643] | [39837.16857408418000 39837.16857408418000 39837.16857408418000] | [174240000 174240000 174240000] | [554623.1456866369 554623.1456866369 554623.1456866369] | [0 0 0 0] | [0 0 0 0] | [0 0 0 0] | [0 0 0 0] | [0 0 0 0] | [0 0 0 0] | 76210.2355330306 | 38105.1177665153 | 33333333.33333333 | 50
xf_3045_to_3046_2 | 0.0 | Yg | [1.7424e-007 1.7424e-007 1.7424e-007] | [5.54623145686637e-010 5.54623145686637e-010 5.54623145686637e-010] | [74304.97964470483000 74304.97964470483000 74304.97964470483000] | Yg | [0.1503550703292007 0.1503550703292007 0.1503550703292007] | [0.01691820347852252 0.01691820347852252 0.01691820347852252] | [39837.16857408418000 39837.16857408418000 39837.16857408418000] | [174240000 174240000 174240000] | [554623.1456866369 554623.1456866369 554623.1456866369] | [0 0 0 0] | [0 0 0 0] | [0 0 0 0] | [0 0 0 0] | [0 0 0 0] | [0 0 0 0] | 76210.2355330306 | 38105.1177665153 | 33333333.33333333 | 50
xf_3048_to_3049_1 | 0.0 | Yg | [1.21e-007 1.21e-007 1.21e-007] | [3.851549622823868e-010 3.851549622823868e-010 3.851549622823868e-010] | [65890.09947126604000 65890.09947126604000 65890.09947126604000] | Yg | [0.05251198258894153 0.05251198258894153 0.05251198258894153] | [0.006047870023252894 0.006047870023252894 0.006047870023252894] | [19052.55888325765000 19052.55888325765000 19052.55888325765000] | [121000000 121000000 121000000] | [385154.9622823868 385154.9622823868 385154.9622823868] | [0 0 0 0] | [0 0 0 0] | [0 0 0 0] | [0 0 0 0] | [0 0 0 0] | [0 0 0 0] | 63508.52961085884 | 19052.55888325765 | 33333333.33333333 | 50
xf_3048_to_3049_2 | 0.0 | Yg | [1.21e-007 1.21e-007 1.21e-007] | [3.851549622823868e-010 3.851549622823868e-010 3.851549622823868e-010] | [65890.09947126604000 65890.09947126604000 65890.09947126604000] | Yg | [0.05347026170721517 0.05347026170721517 0.05347026170721517] | [0.005519113762893517 0.005519113762893517 0.005519113762893517] | [19052.55888325765000 19052.55888325765000 19052.55888325765000] | [121000000 121000000 121000000] | [385154.9622823868 385154.9622823868 385154.9622823868] | [0 0 0 0] | [0 0 0 0] | [0 0 0 0] | [0 0 0 0] | [0 0 0 0] | [0 0 0 0] | 63508.52961085884 | 19052.55888325765 | 33333333.33333333 | 50
xf_3051_to_3053_1 | 0.0 | Yg | [1.7424e-007 1.7424e-007 1.7424e-007] | [5.54623145686637e-010 5.54623145686637e-010 5.54623145686637e-010] | [79068.11936551927000 79068.11936551927000 79068.11936551927000] | Yg | [0.1296160842444874 0.1296160842444874 0.1296160842444874] | [0.01783420212022257 0.01783420212022257 0.01783420212022257] | [39837.16857408418000 39837.16857408418000 39837.16857408418000] | [174240000 174240000 174240000] | [554623.1456866369 554623.1456866369 554623.1456866369] | [0 0 0 0] | [0 0 0 0] | [0 0 0 0] | [0 0 0 0] | [0 0 0 0] | [0 0 0 0] | 76210.2355330306 | 38105.1177665153 | 33333333.33333333 | 50
xf_3051_to_3053_2 | 0.0 | Yg | [1.7424e-007 1.7424e-007 1.7424e-007] | [5.54623145686637e-010 5.54623145686637e-010 5.54623145686637e-010] | [79068.11936551927000 79068.11936551927000 79068.11936551927000] | Yg | [0.1094842722242283 0.1094842722242283 0.1094842722242283] | [0.01806920812906995 0.01806920812906995 0.01806920812906995] | [39837.16857408418000 39837.16857408418000 39837.16857408418000] | [174240000 174240000 174240000] | [554623.1456866369 554623.1456866369 554623.1456866369] | [0 0 0 0] | [0 0 0 0] | [0 0 0 0] | [0 0 0 0] | [0 0 0 0] | [0 0 0 0] | 76210.2355330306 | 38105.1177665153 | 33333333.33333333 | 50
xf_3054_to_3055_1 | 0.0 | Yg | [1.7424e-007 1.7424e-007 1.7424e-007] | [5.54623145686637e-010 5.54623145686637e-010 5.54623145686637e-010] | [77353.38906602605000 77353.38906602605000 77353.38906602605000] | Yg | [0.1675086809916796 0.1675086809916796 0.1675086809916796] | [0.01837678257742133 0.01837678257742133 0.01837678257742133] | [39837.16857408418000 39837.16857408418000 39837.16857408418000] | [174240000 174240000 174240000] | [554623.1456866369 554623.1456866369 554623.1456866369] | [0 0 0 0] | [0 0 0 0] | [0 0 0 0] | [0 0 0 0] | [0 0 0 0] | [0 0 0 0] | 76210.2355330306 | 38105.1177665153 | 33333333.33333333 | 50
xf_3054_to_3055_2 | 0.0 | Yg | [1.7424e-007 1.7424e-007 1.7424e-007] | [5.54623145686637e-010 5.54623145686637e-010 5.54623145686637e-010] | [77353.38906602605000 77353.38906602605000 77353.38906602605000] | Yg | [0.1709210299664586 0.1709210299664586 0.1709210299664586] | [0.01715919869327156 0.01715919869327156 0.01715919869327156] | [39837.16857408418000 39837.16857408418000 39837.16857408418000] | [174240000 174240000 174240000] | [554623.1456866369 554623.1456866369 554623.1456866369] | [0 0 0 0] | [0 0 0 0] | [0 0 0 0] | [0 0 0 0] | [0 0 0 0] | [0 0 0 0] | 76210.2355330306 | 38105.1177665153 | 33333333.33333333 | 50
xf_3056_to_3057_1 | 0.0 | Yg | [1.21e-007 1.21e-007 1.21e-007] | [3.851549622823868e-010 3.851549622823868e-010 3.851549622823868e-010] | [61920.81637058737000 61920.81637058737000 61920.81637058737000] | Yg | [0.08631280143893887 0.08631280143893887 0.08631280143893887] | [0.005944561990912306 0.005944561990912306 0.005944561990912306] | [19052.55888325765000 19052.55888325765000 19052.55888325765000] | [121000000 121000000 121000000] | [385154.9622823868 385154.9622823868 385154.9622823868] | [0 0 0 0] | [0 0 0 0] | [0 0 0 0] | [0 0 0 0] | [0 0 0 0] | [0 0 0 0] | 63508.52961085884 | 19052.55888325765 | 33333333.33333333 | 50
xf_3056_to_3057_2 | 0.0 | Yg | [1.21e-007 1.21e-007 1.21e-007] | [3.851549622823868e-010 3.851549622823868e-010 3.851549622823868e-010] | [72166.01236741111000 72166.01236741111000 72166.01236741111000] | Yg | [0.4228624601678038 0.4228624601678038 0.4228624601678038] | [0.01724028969847664 0.01724028969847664 0.01724028969847664] | [19052.55888325765000 19052.55888325765000 19052.55888325765000] | [121000000 121000000 121000000] | [385154.9622823868 385154.9622823868 385154.9622823868] | [0 0 0 0] | [0 0 0 0] | [0 0 0 0] | [0 0 0 0] | [0 0 0 0] | [0 0 0 0] | 63508.52961085884 | 19052.55888325765 | 33333333.33333333 | 50
xf_3058_to_3059_1 | 0.0 | Yg | [1.21e-007 1.21e-007 1.21e-007] | [3.851549622823868e-010 3.851549622823868e-010 3.851549622823868e-010] | [66404.518561114000 66404.518561114000 66404.518561114000] | Yg | [0.09690659886286235 0.09690659886286235 0.09690659886286235] | [0.005424312138444518 0.005424312138444518 0.005424312138444518] | [19052.55888325765000 19052.55888325765000 19052.55888325765000] | [121000000 121000000 121000000] | [385154.9622823868 385154.9622823868 385154.9622823868] | [0 0 0 0] | [0 0 0 0] | [0 0 0 0] | [0 0 0 0] | [0 0 0 0] | [0 0 0 0] | 63508.52961085884 | 19052.55888325765 | 33333333.33333333 | 50
xf_3058_to_3059_2 | 0.0 | Yg | [1.21e-007 1.21e-007 1.21e-007] | [3.851549622823868e-010 3.851549622823868e-010 3.851549622823868e-010] | [66404.518561114000 66404.518561114000 66404.518561114000] | Yg | [0.08912816635010852 0.08912816635010852 0.08912816635010852] | [0.00575947913061364 0.00575947913061364 0.00575947913061364] | [19052.55888325765000 19052.55888325765000 19052.55888325765000] | [121000000 121000000 121000000] | [385154.9622823868 385154.9622823868 385154.9622823868] | [0 0 0 0] | [0 0 0 0] | [0 0 0 0] | [0 0 0 0] | [0 0 0 0] | [0 0 0 0] | 63508.52961085884 | 19052.55888325765 | 33333333.33333333 | 50
xf_3061_to_3062_1 | 0.0 | Yg | [1.7424e-007 1.7424e-007 1.7424e-007] | [5.54623145686637e-010 5.54623145686637e-010 5.54623145686637e-010] | [78024.03913871673000 78024.03913871673000 78024.03913871673000] | Yg | [0.2112066215986774 0.2112066215986774 0.2112066215986774] | [0.02364607959877894 0.02364607959877894 0.02364607959877894] | [39837.16857408418000 39837.16857408418000 39837.16857408418000] | [174240000 174240000 174240000] | [554623.1456866369 554623.1456866369 554623.1456866369] | [0 0 0 0] | [0 0 0 0] | [0 0 0 0] | [0 0 0 0] | [0 0 0 0] | [0 0 0 0] | 76210.2355330306 | 38105.1177665153 | 33333333.33333333 | 50
xf_3061_to_3062_2 | 0.0 | Yg | [1.7424e-007 1.7424e-007 1.7424e-007] | [5.54623145686637e-010 5.54623145686637e-010 5.54623145686637e-010] | [76210.2355330306000 76210.2355330306000 76210.2355330306000] | Yg | [0.2150405432008008 0.2150405432008008 0.2150405432008008] | [0.02388195121256151 0.02388195121256151 0.02388195121256151] | [39837.16857408418000 39837.16857408418000 39837.16857408418000] | [174240000 174240000 174240000] | [554623.1456866369 554623.1456866369 554623.1456866369] | [0 0 0 0] | [0 0 0 0] | [0 0 0 0] | [0 0 0 0] | [0 0 0 0] | [0 0 0 0] | 76210.2355330306 | 38105.1177665153 | 33333333.33333333 | 50
xf_3061_to_3062_3 | 0.0 | Yg | [1.7424e-007 1.7424e-007 1.7424e-007] | [5.54623145686637e-010 5.54623145686637e-010 5.54623145686637e-010] | [78024.03913871673000 78024.03913871673000 78024.03913871673000] | Yg | [0.05826532960326419 0.05826532960326419 0.05826532960326419] | [0.01130359662496143 0.01130359662496143 0.01130359662496143] | [39837.16857408418000 39837.16857408418000 39837.16857408418000] | [174240000 174240000 174240000] | [554623.1456866369 554623.1456866369 554623.1456866369] | [0 0 0 0] | [0 0 0 0] | [0 0 0 0] | [0 0 0 0] | [0 0 0 0] | [0 0 0 0] | 76210.2355330306 | 38105.1177665153 | 33333333.33333333 | 50
xf_3063_to_3064_1 | 0.0 | Yg | [1.7424e-007 1.7424e-007 1.7424e-007] | [5.54623145686637e-010 5.54623145686637e-010 5.54623145686637e-010] | [78496.54259902151000 78496.54259902151000 78496.54259902151000] | Yg | [0.1263352935743125 0.1263352935743125 0.1263352935743125] | [0.01715968692054401 0.01715968692054401 0.01715968692054401] | [39837.16857408418000 39837.16857408418000 39837.16857408418000] | [174240000 174240000 174240000] | [554623.1456866369 554623.1456866369 554623.1456866369] | [0 0 0 0] | [0 0 0 0] | [0 0 0 0] | [0 0 0 0] | [0 0 0 0] | [0 0 0 0] | 76210.2355330306 | 38105.1177665153 | 33333333.33333333 | 50
xf_3063_to_3064_2 | 0.0 | Yg | [1.7424e-007 1.7424e-007 1.7424e-007] | [5.54623145686637e-010 5.54623145686637e-010 5.54623145686637e-010] | [78496.54259902151000 78496.54259902151000 78496.54259902151000] | Yg | [0.1640776578966228 0.1640776578966228 0.1640776578966228] | [0.01567344010416483 0.01567344010416483 0.01567344010416483] | [39837.16857408418000 39837.16857408418000 39837.16857408418000] | [174240000 174240000 174240000] | [554623.1456866369 554623.1456866369 554623.1456866369] | [0 0 0 0] | [0 0 0 0] | [0 0 0 0] | [0 0 0 0] | [0 0 0 0] | [0 0 0 0] | 76210.2355330306 | 38105.1177665153 | 33333333.33333333 | 50
xf_3063_to_3064_3 | 0.0 | Yg | [1.7424e-007 1.7424e-007 1.7424e-007] | [5.54623145686637e-010 5.54623145686637e-010 5.54623145686637e-010] | [78496.54259902151000 78496.54259902151000 78496.54259902151000] | Yg | [0.1714348683449329 0.1714348683449329 0.1714348683449329] | [0.0149568049683811 0.0149568049683811 0.0149568049683811] | [39837.16857408418000 39837.16857408418000 39837.16857408418000] | [174240000 174240000 174240000] | [554623.1456866369 554623.1456866369 554623.1456866369] | [0 0 0 0] | [0 0 0 0] | [0 0 0 0] | [0 0 0 0] | [0 0 0 0] | [0 0 0 0] | 76210.2355330306 | 38105.1177665153 | 33333333.33333333 | 50
xf_3065_to_3066_1 | 0.0 | Yg | [1.7424e-007 1.7424e-007 1.7424e-007] | [5.54623145686637e-010 5.54623145686637e-010 5.54623145686637e-010] | [77246.69473627982000 77246.69473627982000 77246.69473627982000] | Yg | [0.174320719083278 0.174320719083278 0.174320719083278] | [0.01556917845032769 0.01556917845032769 0.01556917845032769] | [39837.16857408418000 39837.16857408418000 39837.16857408418000] | [174240000 174240000 174240000] | [554623.1456866369 554623.1456866369 554623.1456866369] | [0 0 0 0] | [0 0 0 0] | [0 0 0 0] | [0 0 0 0] | [0 0 0 0] | [0 0 0 0] | 76210.2355330306 | 38105.1177665153 | 33333333.33333333 | 50
xf_3065_to_3066_2 | 0.0 | Yg | [1.7424e-007 1.7424e-007 1.7424e-007] | [5.54623145686637e-010 5.54623145686637e-010 5.54623145686637e-010] | [77246.69473627982000 77246.69473627982000 77246.69473627982000] | Yg | [0.1874498847525348 0.1874498847525348 0.1874498847525348] | [0.01721725176052277 0.01721725176052277 0.01721725176052277] | [39837.16857408418000 39837.16857408418000 39837.16857408418000] | [174240000 174240000 174240000] | [554623.1456866369 554623.1456866369 554623.1456866369] | [0 0 0 0] | [0 0 0 0] | [0 0 0 0] | [0 0 0 0] | [0 0 0 0] | [0 0 0 0] | 76210.2355330306 | 38105.1177665153 | 33333333.33333333 | 50
xf_3067_to_3452_1 | 0.0 | Yg | [1.7424e-007 1.7424e-007 1.7424e-007] | [5.54623145686637e-010 5.54623145686637e-010 5.54623145686637e-010] | [76210.2355330306000 76210.2355330306000 76210.2355330306000] | Yg | [0.009104101271462207 0.009104101271462207 0.009104101271462207] | [0.001108385573215841 0.001108385573215841 0.001108385573215841] | [6350.852961085884000 6350.852961085884000 6350.852961085884000] | [174240000 174240000 174240000] | [554623.1456866369 554623.1456866369 554623.1456866369] | [0 0 0 0] | [0 0 0 0] | [0 0 0 0] | [0 0 0 0] | [0 0 0 0] | [0 0 0 0] | 76210.2355330306 | 6350.852961085884 | 33333333.33333333 | 50
xf_3069_to_3070_1 | 0.0 | Yg | [1.7424e-007 1.7424e-007 1.7424e-007] | [5.54623145686637e-010 5.54623145686637e-010 5.54623145686637e-010] | [75257.60758886771000 75257.60758886771000 75257.60758886771000] | Yg | [0.05528494732198528 0.05528494732198528 0.05528494732198528] | [0.006217946790610981 0.006217946790610981 0.006217946790610981] | [19052.55888325765000 19052.55888325765000 19052.55888325765000] | [174240000 174240000 174240000] | [554623.1456866369 554623.1456866369 554623.1456866369] | [0 0 0 0] | [0 0 0 0] | [0 0 0 0] | [0 0 0 0] | [0 0 0 0] | [0 0 0 0] | 76210.2355330306 | 19052.55888325765 | 33333333.33333333 | 50
xf_3069_to_3070_2 | 0.0 | Yg | [1.7424e-007 1.7424e-007 1.7424e-007] | [5.54623145686637e-010 5.54623145686637e-010 5.54623145686637e-010] | [75257.60758886771000 75257.60758886771000 75257.60758886771000] | Yg | [0.04597804173882617 0.04597804173882617 0.04597804173882617] | [0.004371805821886979 0.004371805821886979 0.004371805821886979] | [19052.55888325765000 19052.55888325765000 19052.55888325765000] | [174240000 174240000 174240000] | [554623.1456866369 554623.1456866369 554623.1456866369] | [0 0 0 0] | [0 0 0 0] | [0 0 0 0] | [0 0 0 0] | [0 0 0 0] | [0 0 0 0] | 76210.2355330306 | 19052.55888325765 | 33333333.33333333 | 50
xf_3069_to_3070_3 | 0.0 | Yg | [1.7424e-007 1.7424e-007 1.7424e-007] | [5.54623145686637e-010 5.54623145686637e-010 5.54623145686637e-010] | [75257.60758886771000 75257.60758886771000 75257.60758886771000] | Yg | [0.05095403598829236 0.05095403598829236 0.05095403598829236] | [0.006088398841638881 0.006088398841638881 0.006088398841638881] | [19052.55888325765000 19052.55888325765000 19052.55888325765000] | [174240000 174240000 174240000] | [554623.1456866369 554623.1456866369 554623.1456866369] | [0 0 0 0] | [0 0 0 0] | [0 0 0 0] | [0 0 0 0] | [0 0 0 0] | [0 0 0 0] | 76210.2355330306 | 19052.55888325765 | 33333333.33333333 | 50
xf_3074_to_3075_1 | 0.0 | Yg | [1.21e-007 1.21e-007 1.21e-007] | [3.851549622823868e-010 3.851549622823868e-010 3.851549622823868e-010] | [58456.71475544961000 58456.71475544961000 58456.71475544961000] | Yg | [0.09890185563869028 0.09890185563869028 0.09890185563869028] | [0.006253676286920083 0.006253676286920083 0.006253676286920083] | [17492.15431071885000 17492.15431071885000 17492.15431071885000] | [121000000 121000000 121000000] | [385154.9622823868 385154.9622823868 385154.9622823868] | [0 0 0 0] | [0 0 0 0] | [0 0 0 0] | [0 0 0 0] | [0 0 0 0] | [0 0 0 0] | 63508.52961085884 | 19052.55888325765 | 33333333.33333333 | 50
xf_3074_to_3075_2 | 0.0 | Yg | [1.21e-007 1.21e-007 1.21e-007] | [3.851549622823868e-010 3.851549622823868e-010 3.851549622823868e-010] | [58456.71475544961000 58456.71475544961000 58456.71475544961000] | Yg | [0.08481159658704106 0.08481159658704106 0.08481159658704106] | [0.005106858988617562 0.005106858988617562 0.005106858988617562] | [17492.15431071885000 17492.15431071885000 17492.15431071885000] | [121000000 121000000 121000000] | [385154.9622823868 385154.9622823868 385154.9622823868] | [0 0 0 0] | [0 0 0 0] | [0 0 0 0] | [0 0 0 0] | [0 0 0 0] | [0 0 0 0] | 63508.52961085884 | 19052.55888325765 | 33333333.33333333 | 50
xf_3077_to_3642_1 | 0.0 | Yg | [1.7424e-007 1.7424e-007 1.7424e-007] | [5.54623145686637e-010 5.54623145686637e-010 5.54623145686637e-010] | [78496.54259902151000 78496.54259902151000 78496.54259902151000] | Yg | [0.1591570783072639 0.1591570783072639 0.1591570783072639] | [0.01492453211913369 0.01492453211913369 0.01492453211913369] | [39837.16857408418000 39837.16857408418000 39837.16857408418000] | [174240000 174240000 174240000] | [554623.1456866369 554623.1456866369 554623.1456866369] | [0 0 0 0] | [0 0 0 0] | [0 0 0 0] | [0 0 0 0] | [0 0 0 0] | [0 0 0 0] | 76210.2355330306 | 38105.1177665153 | 33333333.33333333 | 50
xf_3078_to_3642_2 | 0.0 | Yg | [1.7424e-007 1.7424e-007 1.7424e-007] | [5.54623145686637e-010 5.54623145686637e-010 5.54623145686637e-010] | [78496.54259902151000 78496.54259902151000 78496.54259902151000] | Yg | [0.1600882890181906 0.1600882890181906 0.1600882890181906] | [0.015745568776161 0.015745568776161 0.015745568776161] | [39837.16857408418000 39837.16857408418000 39837.16857408418000] | [174240000 174240000 174240000] | [554623.1456866369 554623.1456866369 554623.1456866369] | [0 0 0 0] | [0 0 0 0] | [0 0 0 0] | [0 0 0 0] | [0 0 0 0] | [0 0 0 0] | 76210.2355330306 | 38105.1177665153 | 33333333.33333333 | 50
xf_3080_to_3081_1 | 0.0 | Yg | [1.7424e-007 1.7424e-007 1.7424e-007] | [5.54623145686637e-010 5.54623145686637e-010 5.54623145686637e-010] | [70494.46786805331000 70494.46786805331000 70494.46786805331000] | Yg | [0.1169970436771371 0.1169970436771371 0.1169970436771371] | [0.009081142491158958 0.009081142491158958 0.009081142491158958] | [12701.70592217177000 12701.70592217177000 12701.70592217177000] | [174240000 174240000 174240000] | [554623.1456866369 554623.1456866369 554623.1456866369] | [0 0 0 0] | [0 0 0 0] | [0 0 0 0] | [0 0 0 0] | [0 0 0 0] | [0 0 0 0] | 76210.2355330306 | 12701.70592217177 | 33333333.33333333 | 50
xf_3080_to_3081_2 | 0.0 | Yg | [1.7424e-007 1.7424e-007 1.7424e-007] | [5.54623145686637e-010 5.54623145686637e-010 5.54623145686637e-010] | [78115.49142135637000 78115.49142135637000 78115.49142135637000] | Yg | [0.1931090872006288 0.1931090872006288 0.1931090872006288] | [0.01475305415711972 0.01475305415711972 0.01475305415711972] | [12701.70592217177000 12701.70592217177000 12701.70592217177000] | [174240000 174240000 174240000] | [554623.1456866369 554623.1456866369 554623.1456866369] | [0 0 0 0] | [0 0 0 0] | [0 0 0 0] | [0 0 0 0] | [0 0 0 0] | [0 0 0 0] | 76210.2355330306 | 12701.70592217177 | 33333333.33333333 | 50
xf_3082_to_3457_4 | 0.0 | Yg | [4.840000000000002e-009 4.840000000000002e-009 4.840000000000002e-009] | [1.540619849129548e-011 1.540619849129548e-011 1.540619849129548e-011] | [12701.70592217177000 12701.70592217177000 12701.70592217177000] | Yg | [0.2435417832909172 0.2435417832909172 0.2435417832909172] | [0.003211117181253819 0.003211117181253819 0.003211117181253819] | [3810.511776651531000 3810.511776651531000 3810.511776651531000] | [4840000.000000002 4840000.000000002 4840000.000000002] | [15406.19849129547 15406.19849129547 15406.19849129547] | [0 0 0 0] | [0 0 0 0] | [0 0 0 0] | [0 0 0 0] | [0 0 0 0] | [0 0 0 0] | 12701.70592217177 | 3810.51177665153 | 33333333.33333333 | 50
xf_3083_to_3085_1 | 0.0 | Yg | [1.7424e-007 1.7424e-007 1.7424e-007] | [5.54623145686637e-010 5.54623145686637e-010 5.54623145686637e-010] | [76210.2355330306000 76210.2355330306000 76210.2355330306000] | Yg | [0.05584602311934556 0.05584602311934556 0.05584602311934556] | [0.004552265682742629 0.004552265682742629 0.004552265682742629] | [12701.70592217177000 12701.70592217177000 12701.70592217177000] | [174240000 174240000 174240000] | [554623.1456866369 554623.1456866369 554623.1456866369] | [0 0 0 0] | [0 0 0 0] | [0 0 0 0] | [0 0 0 0] | [0 0 0 0] | [0 0 0 0] | 76210.2355330306 | 12701.70592217177 | 33333333.33333333 | 50
xf_3083_to_3085_2 | 0.0 | Yg | [1.7424e-007 1.7424e-007 1.7424e-007] | [5.54623145686637e-010 5.54623145686637e-010 5.54623145686637e-010] | [76210.2355330306000 76210.2355330306000 76210.2355330306000] | Yg | [0.05464769573144326 0.05464769573144326 0.05464769573144326] | [0.004468475976405979 0.004468475976405979 0.004468475976405979] | [12701.70592217177000 12701.70592217177000 12701.70592217177000] | [174240000 174240000 174240000] | [554623.1456866369 554623.1456866369 554623.1456866369] | [0 0 0 0] | [0 0 0 0] | [0 0 0 0] | [0 0 0 0] | [0 0 0 0] | [0 0 0 0] | 76210.2355330306 | 12701.70592217177 | 33333333.33333333 | 50
xf_3086_to_3087_1 | 0.0 | Yg | [1.7424e-007 1.7424e-007 1.7424e-007] | [5.54623145686637e-010 5.54623145686637e-010 5.54623145686637e-010] | [76210.2355330306000 76210.2355330306000 76210.2355330306000] | Yg | [0.04985973259216987 0.04985973259216987 0.04985973259216987] | [0.005009973349031535 0.005009973349031535 0.005009973349031535] | [12701.70592217177000 12701.70592217177000 12701.70592217177000] | [174240000 174240000 174240000] | [554623.1456866369 554623.1456866369 554623.1456866369] | [0 0 0 0] | [0 0 0 0] | [0 0 0 0] | [0 0 0 0] | [0 0 0 0] | [0 0 0 0] | 76210.2355330306 | 12701.70592217177 | 33333333.33333333 | 50
xf_3088_to_3090_1 | 0.0 | Yg | [1.7424e-007 1.7424e-007 1.7424e-007] | [5.54623145686637e-010 5.54623145686637e-010 5.54623145686637e-010] | [71447.09581221618000 71447.09581221618000 71447.09581221618000] | Yg | [0.05502049161625972 0.05502049161625972 0.05502049161625972] | [0.004863762189476508 0.004863762189476508 0.004863762189476508] | [12701.70592217177000 12701.70592217177000 12701.70592217177000] | [174240000 174240000 174240000] | [554623.1456866369 554623.1456866369 554623.1456866369] | [0 0 0 0] | [0 0 0 0] | [0 0 0 0] | [0 0 0 0] | [0 0 0 0] | [0 0 0 0] | 76210.2355330306 | 12701.70592217177 | 33333333.33333333 | 50
xf_3089_to_3091_2 | 0.0 | Yg | [1.7424e-007 1.7424e-007 1.7424e-007] | [5.54623145686637e-010 5.54623145686637e-010 5.54623145686637e-010] | [71447.09581221618000 71447.09581221618000 71447.09581221618000] | Yg | [0.05518484590070397 0.05518484590070397 0.05518484590070397] | [0.004658729065106166 0.004658729065106166 0.004658729065106166] | [12701.70592217177000 12701.70592217177000 12701.70592217177000] | [174240000 174240000 174240000] | [554623.1456866369 554623.1456866369 554623.1456866369] | [0 0 0 0] | [0 0 0 0] | [0 0 0 0] | [0 0 0 0] | [0 0 0 0] | [0 0 0 0] | 76210.2355330306 | 12701.70592217177 | 33333333.33333333 | 50
xf_3092_to_3448_1 | 0.0 | Yg | [1.7424e-007 1.7424e-007 1.7424e-007] | [5.54623145686637e-010 5.54623145686637e-010 5.54623145686637e-010] | [76210.2355330306000 76210.2355330306000 76210.2355330306000] | Yg | [0.01630904752922603 0.01630904752922603 0.01630904752922603] | [0.001323885637539225 0.001323885637539225 0.001323885637539225] | [6350.852961085884000 6350.852961085884000 6350.852961085884000] | [174240000 174240000 174240000] | [554623.1456866369 554623.1456866369 554623.1456866369] | [0 0 0 0] | [0 0 0 0] | [0 0 0 0] | [0 0 0 0] | [0 0 0 0] | [0 0 0 0] | 76210.2355330306 | 6350.852961085884 | 33333333.33333333 | 50
xf_3093_to_3449_2 | 0.0 | Yg | [1.7424e-007 1.7424e-007 1.7424e-007] | [5.54623145686637e-010 5.54623145686637e-010 5.54623145686637e-010] | [76210.2355330306000 76210.2355330306000 76210.2355330306000] | Yg | [0.01607079859390525 0.01607079859390525 0.01607079859390525] | [0.001329882150443097 0.001329882150443097 0.001329882150443097] | [6350.852961085884000 6350.852961085884000 6350.852961085884000] | [174240000 174240000 174240000] | [554623.1456866369 554623.1456866369 554623.1456866369] | [0 0 0 0] | [0 0 0 0] | [0 0 0 0] | [0 0 0 0] | [0 0 0 0] | [0 0 0 0] | 76210.2355330306 | 6350.852961085884 | 33333333.33333333 | 50
xf_3094_to_3095_1 | 0.0 | Yg | [1.7424e-007 1.7424e-007 1.7424e-007] | [5.54623145686637e-010 5.54623145686637e-010 5.54623145686637e-010] | [74304.97964470483000 74304.97964470483000 74304.97964470483000] | Yg | [0.1586109804524307 0.1586109804524307 0.1586109804524307] | [0.01786492969262945 0.01786492969262945 0.01786492969262945] | [39837.16857408418000 39837.16857408418000 39837.16857408418000] | [174240000 174240000 174240000] | [554623.1456866369 554623.1456866369 554623.1456866369] | [0 0 0 0] | [0 0 0 0] | [0 0 0 0] | [0 0 0 0] | [0 0 0 0] | [0 0 0 0] | 76210.2355330306 | 38105.1177665153 | 33333333.33333333 | 50
xf_3094_to_3095_2 | 0.0 | Yg | [1.7424e-007 1.7424e-007 1.7424e-007] | [5.54623145686637e-010 5.54623145686637e-010 5.54623145686637e-010] | [74304.97964470483000 74304.97964470483000 74304.97964470483000] | Yg | [0.1666994400386956 0.1666994400386956 0.1666994400386956] | [0.01689231413324363 0.01689231413324363 0.01689231413324363] | [39837.16857408418000 39837.16857408418000 39837.16857408418000] | [174240000 174240000 174240000] | [554623.1456866369 554623.1456866369 554623.1456866369] | [0 0 0 0] | [0 0 0 0] | [0 0 0 0] | [0 0 0 0] | [0 0 0 0] | [0 0 0 0] | 76210.2355330306 | 38105.1177665153 | 33333333.33333333 | 50
xf_3096_to_3097_1 | 0.0 | Yg | [1.7424e-007 1.7424e-007 1.7424e-007] | [5.54623145686637e-010 5.54623145686637e-010 5.54623145686637e-010] | [78496.54259902151000 78496.54259902151000 78496.54259902151000] | Yg | [0.1573073593472006 0.1573073593472006 0.1573073593472006] | [0.0142986286469005 0.0142986286469005 0.0142986286469005] | [39837.16857408418000 39837.16857408418000 39837.16857408418000] | [174240000 174240000 174240000] | [554623.1456866369 554623.1456866369 554623.1456866369] | [0 0 0 0] | [0 0 0 0] | [0 0 0 0] | [0 0 0 0] | [0 0 0 0] | [0 0 0 0] | 76210.2355330306 | 38105.1177665153 | 33333333.33333333 | 50
xf_3096_to_3098_2 | 0.0 | Yg | [1.7424e-007 1.7424e-007 1.7424e-007] | [5.54623145686637e-010 5.54623145686637e-010 5.54623145686637e-010] | [78496.54259902151000 78496.54259902151000 78496.54259902151000] | Yg | [0.1117040882223424 0.1117040882223424 0.1117040882223424] | [0.01370053862504908 0.01370053862504908 0.01370053862504908] | [39837.16857408418000 39837.16857408418000 39837.16857408418000] | [174240000 174240000 174240000] | [554623.1456866369 554623.1456866369 554623.1456866369] | [0 0 0 0] | [0 0 0 0] | [0 0 0 0] | [0 0 0 0] | [0 0 0 0] | [0 0 0 0] | 76210.2355330306 | 38105.1177665153 | 33333333.33333333 | 50
xf_3099_to_3100_1 | 0.0 | Yg | [1.21e-007 1.21e-007 1.21e-007] | [3.851549622823868e-010 3.851549622823868e-010 3.851549622823868e-010] | [62326.11625955848000 62326.11625955848000 62326.11625955848000] | Yg | [0.09496072166255992 0.09496072166255992 0.09496072166255992] | [0.008684213076235837 0.008684213076235837 0.008684213076235837] | [19052.55888325765000 19052.55888325765000 19052.55888325765000] | [121000000 121000000 121000000] | [385154.9622823868 385154.9622823868 385154.9622823868] | [0 0 0 0] | [0 0 0 0] | [0 0 0 0] | [0 0 0 0] | [0 0 0 0] | [0 0 0 0] | 63508.52961085884 | 19052.55888325765 | 33333333.33333333 | 50
xf_3099_to_3100_2 | 0.0 | Yg | [1.21e-007 1.21e-007 1.21e-007] | [3.851549622823868e-010 3.851549622823868e-010 3.851549622823868e-010] | [62065.61581810013000 62065.61581810013000 62065.61581810013000] | Yg | [0.09214168199696127 0.09214168199696127 0.09214168199696127] | [0.008989391233255867 0.008989391233255867 0.008989391233255867] | [19052.55888325765000 19052.55888325765000 19052.55888325765000] | [121000000 121000000 121000000] | [385154.9622823868 385154.9622823868 385154.9622823868] | [0 0 0 0] | [0 0 0 0] | [0 0 0 0] | [0 0 0 0] | [0 0 0 0] | [0 0 0 0] | 63508.52961085884 | 19052.55888325765 | 33333333.33333333 | 50
xf_3101_to_3103_2 | 0.0 | Yg | [1.7424e-007 1.7424e-007 1.7424e-007] | [5.54623145686637e-010 5.54623145686637e-010 5.54623145686637e-010] | [75257.60758886771000 75257.60758886771000 75257.60758886771000] | Yg | [0.1540664866318117 0.1540664866318117 0.1540664866318117] | [0.01916763556239709 0.01916763556239709 0.01916763556239709] | [38105.1177665153000 38105.1177665153000 38105.1177665153000] | [174240000 174240000 174240000] | [554623.1456866369 554623.1456866369 554623.1456866369] | [0 0 0 0] | [0 0 0 0] | [0 0 0 0] | [0 0 0 0] | [0 0 0 0] | [0 0 0 0] | 76210.2355330306 | 38105.1177665153 | 33333333.33333333 | 50
xf_3101_to_3103_3 | 0.0 | Yg | [1.7424e-007 1.7424e-007 1.7424e-007] | [5.54623145686637e-010 5.54623145686637e-010 5.54623145686637e-010] | [75257.60758886771000 75257.60758886771000 75257.60758886771000] | Yg | [0.149451524847404 0.149451524847404 0.149451524847404] | [0.01795168136997657 0.01795168136997657 0.01795168136997657] | [38105.1177665153000 38105.1177665153000 38105.1177665153000] | [174240000 174240000 174240000] | [554623.1456866369 554623.1456866369 554623.1456866369] | [0 0 0 0] | [0 0 0 0] | [0 0 0 0] | [0 0 0 0] | [0 0 0 0] | [0 0 0 0] | 76210.2355330306 | 38105.1177665153 | 33333333.33333333 | 50
xf_3102_to_3103_1 | 0.0 | Yg | [1.7424e-007 1.7424e-007 1.7424e-007] | [5.54623145686637e-010 5.54623145686637e-010 5.54623145686637e-010] | [75257.60758886771000 75257.60758886771000 75257.60758886771000] | Yg | [0.1892130817169654 0.1892130817169654 0.1892130817169654] | [0.02558994015745794 0.02558994015745794 0.02558994015745794] | [38105.1177665153000 38105.1177665153000 38105.1177665153000] | [174240000 174240000 174240000] | [554623.1456866369 554623.1456866369 554623.1456866369] | [0 0 0 0] | [0 0 0 0] | [0 0 0 0] | [0 0 0 0] | [0 0 0 0] | [0 0 0 0] | 76210.2355330306 | 38105.1177665153 | 33333333.33333333 | 50
xf_3106_to_3107_1 | 0.0 | Yg | [1.7424e-007 1.7424e-007 1.7424e-007] | [5.54623145686637e-010 5.54623145686637e-010 5.54623145686637e-010] | [79068.11936551927000 79068.11936551927000 79068.11936551927000] | Yg | [0.1067371681161187 0.1067371681161187 0.1067371681161187] | [0.01731540088802689 0.01731540088802689 0.01731540088802689] | [39837.16857408418000 39837.16857408418000 39837.16857408418000] | [174240000 174240000 174240000] | [554623.1456866369 554623.1456866369 554623.1456866369] | [0 0 0 0] | [0 0 0 0] | [0 0 0 0] | [0 0 0 0] | [0 0 0 0] | [0 0 0 0] | 76210.2355330306 | 38105.1177665153 | 33333333.33333333 | 50
xf_3108_to_3110_1 | 0.0 | Yg | [1.7424e-007 1.7424e-007 1.7424e-007] | [5.54623145686637e-010 5.54623145686637e-010 5.54623145686637e-010] | [75257.60758886771000 75257.60758886771000 75257.60758886771000] | Yg | [0.04752103897279945 0.04752103897279945 0.04752103897279945] | [0.00486021362611366 0.00486021362611366 0.00486021362611366] | [19052.55888325765000 19052.55888325765000 19052.55888325765000] | [174240000 174240000 174240000] | [554623.1456866369 554623.1456866369 554623.1456866369] | [0 0 0 0] | [0 0 0 0] | [0 0 0 0] | [0 0 0 0] | [0 0 0 0] | [0 0 0 0] | 76210.2355330306 | 19052.55888325765 | 33333333.33333333 | 50
xf_3108_to_3110_2 | 0.0 | Yg | [1.7424e-007 1.7424e-007 1.7424e-007] | [5.54623145686637e-010 5.54623145686637e-010 5.54623145686637e-010] | [75257.60758886771000 75257.60758886771000 75257.60758886771000] | Yg | [0.2643025113234534 0.2643025113234534 0.2643025113234534] | [0.01846269195451129 0.01846269195451129 0.01846269195451129] | [19052.55888325765000 19052.55888325765000 19052.55888325765000] | [174240000 174240000 174240000] | [554623.1456866369 554623.1456866369 554623.1456866369] | [0 0 0 0] | [0 0 0 0] | [0 0 0 0] | [0 0 0 0] | [0 0 0 0] | [0 0 0 0] | 76210.2355330306 | 19052.55888325765 | 33333333.33333333 | 50
xf_3111_to_3112_2 | 0.0 | Yg | [1.7424e-007 1.7424e-007 1.7424e-007] | [5.54623145686637e-010 5.54623145686637e-010 5.54623145686637e-010] | [76210.2355330306000 76210.2355330306000 76210.2355330306000] | Yg | [1.31491477805124 1.31491477805124 1.31491477805124] | [0.08323052923399019 0.08323052923399019 0.08323052923399019] | [38105.1177665153000 38105.1177665153000 38105.1177665153000] | [174240000 174240000 174240000] | [554623.1456866369 554623.1456866369 554623.1456866369] | [0 0 0 0] | [0 0 0 0] | [0 0 0 0] | [0 0 0 0] | [0 0 0 0] | [0 0 0 0] | 76210.2355330306 | 38105.1177665153 | 33333333.33333333 | 50
xf_3111_to_3113_1 | 0.0 | Yg | [1.7424e-007 1.7424e-007 1.7424e-007] | [5.54623145686637e-010 5.54623145686637e-010 5.54623145686637e-010] | [76210.2355330306000 76210.2355330306000 76210.2355330306000] | Yg | [1.311326611959226 1.311326611959226 1.311326611959226] | [0.07775930260376705 0.07775930260376705 0.07775930260376705] | [39837.16857408418000 39837.16857408418000 39837.16857408418000] | [174240000 174240000 174240000] | [554623.1456866369 554623.1456866369 554623.1456866369] | [0 0 0 0] | [0 0 0 0] | [0 0 0 0] | [0 0 0 0] | [0 0 0 0] | [0 0 0 0] | 76210.2355330306 | 38105.1177665153 | 33333333.33333333 | 50
xf_3114_to_3115_1 | 0.0 | Yg | [1.7424e-007 1.7424e-007 1.7424e-007] | [5.54623145686637e-010 5.54623145686637e-010 5.54623145686637e-010] | [80782.84966501245000 80782.84966501245000 80782.84966501245000] | Yg | [0.4094703490263569 0.4094703490263569 0.4094703490263569] | [0.02514174282851137 0.02514174282851137 0.02514174282851137] | [39837.16857408418000 39837.16857408418000 39837.16857408418000] | [174240000 174240000 174240000] | [554623.1456866369 554623.1456866369 554623.1456866369] | [0 0 0 0] | [0 0 0 0] | [0 0 0 0] | [0 0 0 0] | [0 0 0 0] | [0 0 0 0] | 76210.2355330306 | 38105.1177665153 | 33333333.33333333 | 50
xf_3114_to_3115_2 | 0.0 | Yg | [1.7424e-007 1.7424e-007 1.7424e-007] | [5.54623145686637e-010 5.54623145686637e-010 5.54623145686637e-010] | [80782.84966501245000 80782.84966501245000 80782.84966501245000] | Yg | [0.1464267428494481 0.1464267428494481 0.1464267428494481] | [0.01771790859269158 0.01771790859269158 0.01771790859269158] | [39837.16857408418000 39837.16857408418000 39837.16857408418000] | [174240000 174240000 174240000] | [554623.1456866369 554623.1456866369 554623.1456866369] | [0 0 0 0] | [0 0 0 0] | [0 0 0 0] | [0 0 0 0] | [0 0 0 0] | [0 0 0 0] | 76210.2355330306 | 38105.1177665153 | 33333333.33333333 | 50
xf_3117_to_3118_1 | 0.0 | Yg | [1.7424e-007 1.7424e-007 1.7424e-007] | [5.54623145686637e-010 5.54623145686637e-010 5.54623145686637e-010] | [79639.69613201698000 79639.69613201698000 79639.69613201698000] | Yg | [0.4345256908732832 0.4345256908732832 0.4345256908732832] | [0.02667068046760867 0.02667068046760867 0.02667068046760867] | [39837.16857408418000 39837.16857408418000 39837.16857408418000] | [174240000 174240000 174240000] | [554623.1456866369 554623.1456866369 554623.1456866369] | [0 0 0 0] | [0 0 0 0] | [0 0 0 0] | [0 0 0 0] | [0 0 0 0] | [0 0 0 0] | 76210.2355330306 | 38105.1177665153 | 33333333.33333333 | 50
xf_3117_to_3118_2 | 0.0 | Yg | [1.7424e-007 1.7424e-007 1.7424e-007] | [5.54623145686637e-010 5.54623145686637e-010 5.54623145686637e-010] | [79639.69613201698000 79639.69613201698000 79639.69613201698000] | Yg | [0.3949812998259422 0.3949812998259422 0.3949812998259422] | [0.02647237607947676 0.02647237607947676 0.02647237607947676] | [39837.16857408418000 39837.16857408418000 39837.16857408418000] | [174240000 174240000 174240000] | [554623.1456866369 554623.1456866369 554623.1456866369] | [0 0 0 0] | [0 0 0 0] | [0 0 0 0] | [0 0 0 0] | [0 0 0 0] | [0 0 0 0] | 76210.2355330306 | 38105.1177665153 | 33333333.33333333 | 50
xf_3119_to_3447_1 | 0.0 | Yg | [1.7424e-007 1.7424e-007 1.7424e-007] | [5.54623145686637e-010 5.54623145686637e-010 5.54623145686637e-010] | [73352.35170054196000 73352.35170054196000 73352.35170054196000] | Yg | [0.0006671259047646722 0.0006671259047646722 0.0006671259047646722] | [0.0006834872247741499 0.0006834872247741499 0.0006834872247741499] | [6350.852961085884000 6350.852961085884000 6350.852961085884000] | [174240000 174240000 174240000] | [554623.1456866369 554623.1456866369 554623.1456866369] | [0 0 0 0] | [0 0 0 0] | [0 0 0 0] | [0 0 0 0] | [0 0 0 0] | [0 0 0 0] | 76210.2355330306 | 6350.852961085884 | 33333333.33333333 | 50
xf_3120_to_3121_1 | 0.0 | Yg | [1.7424e-007 1.7424e-007 1.7424e-007] | [5.54623145686637e-010 5.54623145686637e-010 5.54623145686637e-010] | [82422.52442951099000 82422.52442951099000 82422.52442951099000] | Yg | [1.314268121662596 1.314268121662596 1.314268121662596] | [0.06365510096298507 0.06365510096298507 0.06365510096298507] | [39837.16857408418000 39837.16857408418000 39837.16857408418000] | [174240000 174240000 174240000] | [554623.1456866369 554623.1456866369 554623.1456866369] | [0 0 0 0] | [0 0 0 0] | [0 0 0 0] | [0 0 0 0] | [0 0 0 0] | [0 0 0 0] | 76210.2355330306 | 38105.1177665153 | 33333333.33333333 | 50
xf_3120_to_3121_2 | 0.0 | Yg | [1.7424e-007 1.7424e-007 1.7424e-007] | [5.54623145686637e-010 5.54623145686637e-010 5.54623145686637e-010] | [81926.00319800789000 81926.00319800789000 81926.00319800789000] | Yg | [0.8402079575812124 0.8402079575812124 0.8402079575812124] | [0.04922669934849095 0.04922669934849095 0.04922669934849095] | [39837.16857408418000 39837.16857408418000 39837.16857408418000] | [174240000 174240000 174240000] | [554623.1456866369 554623.1456866369 554623.1456866369] | [0 0 0 0] | [0 0 0 0] | [0 0 0 0] | [0 0 0 0] | [0 0 0 0] | [0 0 0 0] | 76210.2355330306 | 38105.1177665153 | 33333333.33333333 | 50
xf_3123_to_3124_1 | 0.0 | Yg | [1.21e-007 1.21e-007 1.21e-007] | [3.851549622823868e-010 3.851549622823868e-010 3.851549622823868e-010] | [61126.95975045163000 61126.95975045163000 61126.95975045163000] | Yg | [0.0133365370903344 0.0133365370903344 0.0133365370903344] | [0.002020732875198247 0.002020732875198247 0.002020732875198247] | [6350.852961085884000 6350.852961085884000 6350.852961085884000] | [121000000 121000000 121000000] | [385154.9622823868 385154.9622823868 385154.9622823868] | [0 0 0 0] | [0 0 0 0] | [0 0 0 0] | [0 0 0 0] | [0 0 0 0] | [0 0 0 0] | 63508.52961085884 | 6350.852961085884 | 33333333.33333333 | 50
xf_3123_to_3125_2 | 0.0 | Yg | [1.21e-007 1.21e-007 1.21e-007] | [3.851549622823868e-010 3.851549622823868e-010 3.851549622823868e-010] | [61920.81637058737000 61920.81637058737000 61920.81637058737000] | Yg | [0.01290191593351659 0.01290191593351659 0.01290191593351659] | [0.002123218307609914 0.002123218307609914 0.002123218307609914] | [6350.852961085884000 6350.852961085884000 6350.852961085884000] | [121000000 121000000 121000000] | [385154.9622823868 385154.9622823868 385154.9622823868] | [0 0 0 0] | [0 0 0 0] | [0 0 0 0] | [0 0 0 0] | [0 0 0 0] | [0 0 0 0] | 63508.52961085884 | 6350.852961085884 | 33333333.33333333 | 50
xf_3129_to_3130_1 | 0.0 | Yg | [1.21e-007 1.21e-007 1.21e-007] | [3.851549622823868e-010 3.851549622823868e-010 3.851549622823868e-010] | [60460.12018953761000 60460.12018953761000 60460.12018953761000] | Yg | [0.2048866441228807 0.2048866441228807 0.2048866441228807] | [0.01186765845985957 0.01186765845985957 0.01186765845985957] | [19052.55888325765000 19052.55888325765000 19052.55888325765000] | [121000000 121000000 121000000] | [385154.9622823868 385154.9622823868 385154.9622823868] | [0 0 0 0] | [0 0 0 0] | [0 0 0 0] | [0 0 0 0] | [0 0 0 0] | [0 0 0 0] | 63508.52961085884 | 19052.55888325765 | 33333333.33333333 | 50
xf_3129_to_3130_2 | 0.0 | Yg | [1.21e-007 1.21e-007 1.21e-007] | [3.851549622823868e-010 3.851549622823868e-010 3.851549622823868e-010] | [60460.12018953761000 60460.12018953761000 60460.12018953761000] | Yg | [0.2028774162735448 0.2028774162735448 0.2028774162735448] | [0.01146718202538445 0.01146718202538445 0.01146718202538445] | [19052.55888325765000 19052.55888325765000 19052.55888325765000] | [121000000 121000000 121000000] | [385154.9622823868 385154.9622823868 385154.9622823868] | [0 0 0 0] | [0 0 0 0] | [0 0 0 0] | [0 0 0 0] | [0 0 0 0] | [0 0 0 0] | 63508.52961085884 | 19052.55888325765 | 33333333.33333333 | 50
xf_3131_to_3132_1 | 0.0 | Yg | [1.21e-007 1.21e-007 1.21e-007] | [3.851549622823868e-010 3.851549622823868e-010 3.851549622823868e-010] | [64302.38623099457000 64302.38623099457000 64302.38623099457000] | Yg | [0.0282101898086295 0.0282101898086295 0.0282101898086295] | [0.002427869027279676 0.002427869027279676 0.002427869027279676] | [6350.852961085884000 6350.852961085884000 6350.852961085884000] | [121000000 121000000 121000000] | [385154.9622823868 385154.9622823868 385154.9622823868] | [0 0 0 0] | [0 0 0 0] | [0 0 0 0] | [0 0 0 0] | [0 0 0 0] | [0 0 0 0] | 63508.52961085884 | 6350.852961085884 | 33333333.33333333 | 50
xf_3131_to_3133_2 | 0.0 | Yg | [1.21e-007 1.21e-007 1.21e-007] | [3.851549622823868e-010 3.851549622823868e-010 3.851549622823868e-010] | [65890.09947126604000 65890.09947126604000 65890.09947126604000] | Yg | [0.02971283059263736 0.02971283059263736 0.02971283059263736] | [0.002378442874999029 0.002378442874999029 0.002378442874999029] | [6350.852961085884000 6350.852961085884000 6350.852961085884000] | [121000000 121000000 121000000] | [385154.9622823868 385154.9622823868 385154.9622823868] | [0 0 0 0] | [0 0 0 0] | [0 0 0 0] | [0 0 0 0] | [0 0 0 0] | [0 0 0 0] | 63508.52961085884 | 6350.852961085884 | 33333333.33333333 | 50
xf_3137_to_3138_1 | 0.0 | Yg | [1.7424e-007 1.7424e-007 1.7424e-007] | [5.54623145686637e-010 5.54623145686637e-010 5.54623145686637e-010] | [78115.49142135637000 78115.49142135637000 78115.49142135637000] | Yg | [0.04392478723933024 0.04392478723933024 0.04392478723933024] | [0.003287833833187073 0.003287833833187073 0.003287833833187073] | [6062.177826491071000 6062.177826491071000 6062.177826491071000] | [174240000 174240000 174240000] | [554623.1456866369 554623.1456866369 554623.1456866369] | [0 0 0 0] | [0 0 0 0] | [0 0 0 0] | [0 0 0 0] | [0 0 0 0] | [0 0 0 0] | 76210.2355330306 | 6062.177826491071 | 33333333.33333333 | 50
xf_3137_to_3139_2 | 0.0 | Yg | [1.7424e-007 1.7424e-007 1.7424e-007] | [5.54623145686637e-010 5.54623145686637e-010 5.54623145686637e-010] | [78115.49142135637000 78115.49142135637000 78115.49142135637000] | Yg | [0.001602038054033606 0.001602038054033606 0.001602038054033606] | [0.00273409313615021 0.00273409313615021 0.00273409313615021] | [6062.177826491071000 6062.177826491071000 6062.177826491071000] | [174240000 174240000 174240000] | [554623.1456866369 554623.1456866369 554623.1456866369] | [0 0 0 0] | [0 0 0 0] | [0 0 0 0] | [0 0 0 0] | [0 0 0 0] | [0 0 0 0] | 76210.2355330306 | 6062.177826491071 | 33333333.33333333 | 50
xf_3140_to_3142_1 | 0.0 | Yg | [1.7424e-007 1.7424e-007 1.7424e-007] | [5.54623145686637e-010 5.54623145686637e-010 5.54623145686637e-010] | [78115.49142135637000 78115.49142135637000 78115.49142135637000] | Yg | [0.1483522883273702 0.1483522883273702 0.1483522883273702] | [0.01658191957533917 0.01658191957533917 0.01658191957533917] | [39837.16857408418000 39837.16857408418000 39837.16857408418000] | [174240000 174240000 174240000] | [554623.1456866369 554623.1456866369 554623.1456866369] | [0 0 0 0] | [0 0 0 0] | [0 0 0 0] | [0 0 0 0] | [0 0 0 0] | [0 0 0 0] | 76210.2355330306 | 38105.1177665153 | 33333333.33333333 | 50
xf_3141_to_3142_2 | 0.0 | Yg | [1.7424e-007 1.7424e-007 1.7424e-007] | [5.54623145686637e-010 5.54623145686637e-010 5.54623145686637e-010] | [78115.49142135637000 78115.49142135637000 78115.49142135637000] | Yg | [0.14084843260591 0.14084843260591 0.14084843260591] | [0.01720094110962036 0.01720094110962036 0.01720094110962036] | [39837.16857408418000 39837.16857408418000 39837.16857408418000] | [174240000 174240000 174240000] | [554623.1456866369 554623.1456866369 554623.1456866369] | [0 0 0 0] | [0 0 0 0] | [0 0 0 0] | [0 0 0 0] | [0 0 0 0] | [0 0 0 0] | 76210.2355330306 | 38105.1177665153 | 33333333.33333333 | 50
xf_3143_to_3145_1 | 0.0 | Yg | [1.7424e-007 1.7424e-007 1.7424e-007] | [5.54623145686637e-010 5.54623145686637e-010 5.54623145686637e-010] | [83831.25908633366000 83831.25908633366000 83831.25908633366000] | Yg | [0.05419377235306489 0.05419377235306489 0.05419377235306489] | [0.004989584549765307 0.004989584549765307 0.004989584549765307] | [12701.70592217177000 12701.70592217177000 12701.70592217177000] | [174240000 174240000 174240000] | [554623.1456866369 554623.1456866369 554623.1456866369] | [0 0 0 0] | [0 0 0 0] | [0 0 0 0] | [0 0 0 0] | [0 0 0 0] | [0 0 0 0] | 76210.2355330306 | 12701.70592217177 | 33333333.33333333 | 50
xf_3144_to_3145_2 | 0.0 | Yg | [1.7424e-007 1.7424e-007 1.7424e-007] | [5.54623145686637e-010 5.54623145686637e-010 5.54623145686637e-010] | [85736.51497465943000 85736.51497465943000 85736.51497465943000] | Yg | [0.05646971515493565 0.05646971515493565 0.05646971515493565] | [0.004746870078064551 0.004746870078064551 0.004746870078064551] | [12701.70592217177000 12701.70592217177000 12701.70592217177000] | [174240000 174240000 174240000] | [554623.1456866369 554623.1456866369 554623.1456866369] | [0 0 0 0] | [0 0 0 0] | [0 0 0 0] | [0 0 0 0] | [0 0 0 0] | [0 0 0 0] | 76210.2355330306 | 12701.70592217177 | 33333333.33333333 | 50
xf_3146_to_3147_1 | 0.0 | Yg | [1.7424e-007 1.7424e-007 1.7424e-007] | [5.54623145686637e-010 5.54623145686637e-010 5.54623145686637e-010] | [74304.97964470483000 74304.97964470483000 74304.97964470483000] | Yg | [0.1133172285847774 0.1133172285847774 0.1133172285847774] | [0.01752490230607208 0.01752490230607208 0.01752490230607208] | [38105.1177665153000 38105.1177665153000 38105.1177665153000] | [174240000 174240000 174240000] | [554623.1456866369 554623.1456866369 554623.1456866369] | [0 0 0 0] | [0 0 0 0] | [0 0 0 0] | [0 0 0 0] | [0 0 0 0] | [0 0 0 0] | 76210.2355330306 | 38105.1177665153 | 33333333.33333333 | 50
xf_3148_to_3004_1 | 0.0 | Yg | [1.7424e-007 1.7424e-007 1.7424e-007] | [5.54623145686637e-010 5.54623145686637e-010 5.54623145686637e-010] | [70494.46786805331000 70494.46786805331000 70494.46786805331000] | Yg | [0.933858010072352 0.933858010072352 0.933858010072352] | [0.07628877431903569 0.07628877431903569 0.07628877431903569] | [38105.1177665153000 38105.1177665153000 38105.1177665153000] | [174240000 174240000 174240000] | [554623.1456866369 554623.1456866369 554623.1456866369] | [0 0 0 0] | [0 0 0 0] | [0 0 0 0] | [0 0 0 0] | [0 0 0 0] | [0 0 0 0] | 76210.2355330306 | 38105.1177665153 | 33333333.33333333 | 50
xf_3148_to_3004_2 | 0.0 | Yg | [1.7424e-007 1.7424e-007 1.7424e-007] | [5.54623145686637e-010 5.54623145686637e-010 5.54623145686637e-010] | [70494.46786805331000 70494.46786805331000 70494.46786805331000] | Yg | [0.9073839876745869 0.9073839876745869 0.9073839876745869] | [0.07589834729271064 0.07589834729271064 0.07589834729271064] | [38105.1177665153000 38105.1177665153000 38105.1177665153000] | [174240000 174240000 174240000] | [554623.1456866369 554623.1456866369 554623.1456866369] | [0 0 0 0] | [0 0 0 0] | [0 0 0 0] | [0 0 0 0] | [0 0 0 0] | [0 0 0 0] | 76210.2355330306 | 38105.1177665153 | 33333333.33333333 | 50
xf_3158_to_3438_1 | 0.0 | Yg | [7.562500000000001e-007 7.562500000000001e-007 7.562500000000001e-007] | [2.407218514264917e-009 2.407218514264917e-009 2.407218514264917e-009] | [172482.46915997000 172482.46915997000 172482.46915997000] | Yg | [0.003600972149482454 0.003600972149482454 0.003600972149482454] | [0.0005686439494779803 0.0005686439494779803 0.0005686439494779803] | [9093.266739736606000 9093.266739736606000 9093.266739736606000] | [756250000 756250000 756250000] | [2407218.514264917 2407218.514264917 2407218.514264917] | [0 0 0 0] | [0 0 0 0] | [0 0 0 0] | [0 0 0 0] | [0 0 0 0] | [0 0 0 0] | 158771.3240271471 | 9093.266739736606 | 33333333.33333333 | 50
xf_3158_to_3439_2 | 0.0 | Yg | [7.562500000000001e-007 7.562500000000001e-007 7.562500000000001e-007] | [2.407218514264917e-009 2.407218514264917e-009 2.407218514264917e-009] | [172482.46915997000 172482.46915997000 172482.46915997000] | Yg | [0.003786104821673153 0.003786104821673153 0.003786104821673153] | [0.0005927757042966014 0.0005927757042966014 0.0005927757042966014] | [9093.266739736606000 9093.266739736606000 9093.266739736606000] | [756250000 756250000 756250000] | [2407218.514264917 2407218.514264917 2407218.514264917] | [0 0 0 0] | [0 0 0 0] | [0 0 0 0] | [0 0 0 0] | [0 0 0 0] | [0 0 0 0] | 158771.3240271471 | 9093.266739736606 | 33333333.33333333 | 50
xf_3158_to_3440_3 | 0.0 | Yg | [7.562500000000001e-007 7.562500000000001e-007 7.562500000000001e-007] | [2.407218514264917e-009 2.407218514264917e-009 2.407218514264917e-009] | [172482.46915997000 172482.46915997000 172482.46915997000] | Yg | [0.003636372318853526 0.003636372318853526 0.003636372318853526] | [0.0006226573621846344 0.0006226573621846344 0.0006226573621846344] | [9093.266739736606000 9093.266739736606000 9093.266739736606000] | [756250000 756250000 756250000] | [2407218.514264917 2407218.514264917 2407218.514264917] | [0 0 0 0] | [0 0 0 0] | [0 0 0 0] | [0 0 0 0] | [0 0 0 0] | [0 0 0 0] | 158771.3240271471 | 9093.266739736606 | 33333333.33333333 | 50
xf_3158_to_3525_2 | 0.0 | Yg | [7.562500000000001e-007 7.562500000000001e-007 7.562500000000001e-007] | [2.407218514264917e-009 2.407218514264917e-009 2.407218514264917e-009] | [168658.4473870194000 168658.4473870194000 168658.4473870194000] | Yg | [0.003246633666527352 0.003246633666527352 0.003246633666527352] | [0.0005097558784137505 0.0005097558784137505 0.0005097558784137505] | [9093.266739736606000 9093.266739736606000 9093.266739736606000] | [756250000 756250000 756250000] | [2407218.514264917 2407218.514264917 2407218.514264917] | [0 0 0 0] | [0 0 0 0] | [0 0 0 0] | [0 0 0 0] | [0 0 0 0] | [0 0 0 0] | 158771.3240271471 | 9093.266739736606 | 33333333.33333333 | 50
xf_3158_to_3526_3 | 0.0 | Yg | [7.562500000000001e-007 7.562500000000001e-007 7.562500000000001e-007] | [2.407218514264917e-009 2.407218514264917e-009 2.407218514264917e-009] | [168658.4473870194000 168658.4473870194000 168658.4473870194000] | Yg | [0.003351524864961591 0.003351524864961591 0.003351524864961591] | [0.0004892047333849526 0.0004892047333849526 0.0004892047333849526] | [9093.266739736606000 9093.266739736606000 9093.266739736606000] | [756250000 756250000 756250000] | [2407218.514264917 2407218.514264917 2407218.514264917] | [0 0 0 0] | [0 0 0 0] | [0 0 0 0] | [0 0 0 0] | [0 0 0 0] | [0 0 0 0] | 158771.3240271471 | 9093.266739736606 | 33333333.33333333 | 50
xf_3158_to_3527_1 | 0.0 | Yg | [7.562500000000001e-007 7.562500000000001e-007 7.562500000000001e-007] | [2.407218514264917e-009 2.407218514264917e-009 2.407218514264917e-009] | [168658.4473870194000 168658.4473870194000 168658.4473870194000] | Yg | [0.003305551833999391 0.003305551833999391 0.003305551833999391] | [0.0005002601028247089 0.0005002601028247089 0.0005002601028247089] | [9093.266739736606000 9093.266739736606000 9093.266739736606000] | [756250000 756250000 756250000] | [2407218.514264917 2407218.514264917 2407218.514264917] | [0 0 0 0] | [0 0 0 0] | [0 0 0 0] | [0 0 0 0] | [0 0 0 0] | [0 0 0 0] | 158771.3240271471 | 9093.266739736606 | 33333333.33333333 | 50
xf_3158_to_3648_1 | 0.0 | Yg | [7.562500000000001e-007 7.562500000000001e-007 7.562500000000001e-007] | [2.407218514264917e-009 2.407218514264917e-009 2.407218514264917e-009] | [158771.3240271471000 158771.3240271471000 158771.3240271471000] | Yg | [0.08891648614435271 0.08891648614435271 0.08891648614435271] | [0.0184816590346348 0.0184816590346348 0.0184816590346348] | [190525.5888325765000 190525.5888325765000 190525.5888325765000] | [756250000 756250000 756250000] | [2407218.514264917 2407218.514264917 2407218.514264917] | [0 0 0 0] | [0 0 0 0] | [0 0 0 0] | [0 0 0 0] | [0 0 0 0] | [0 0 0 0] | 158771.3240271471 | 190525.5888325765 | 33333333.33333333 | 50
xf_3163_to_3271_1 | 0.0 | Yg | [1.21e-007 1.21e-007 1.21e-007] | [3.851549622823868e-010 3.851549622823868e-010 3.851549622823868e-010] | [63508.52961085884000 63508.52961085884000 63508.52961085884000] | Yg | [0.08536836367254517 0.08536836367254517 0.08536836367254517] | [0.006963834793489816 0.006963834793489816 0.006963834793489816] | [19052.55888325765000 19052.55888325765000 19052.55888325765000] | [121000000 121000000 121000000] | [385154.9622823868 385154.9622823868 385154.9622823868] | [0 0 0 0] | [0 0 0 0] | [0 0 0 0] | [0 0 0 0] | [0 0 0 0] | [0 0 0 0] | 63508.52961085884 | 19052.55888325765 | 33333333.33333333 | 50
xf_3163_to_3271_2 | 0.0 | Yg | [1.21e-007 1.21e-007 1.21e-007] | [3.851549622823868e-010 3.851549622823868e-010 3.851549622823868e-010] | [63508.52961085884000 63508.52961085884000 63508.52961085884000] | Yg | [0.1028264848440496 0.1028264848440496 0.1028264848440496] | [0.006052688822292636 0.006052688822292636 0.006052688822292636] | [19052.55888325765000 19052.55888325765000 19052.55888325765000] | [121000000 121000000 121000000] | [385154.9622823868 385154.9622823868 385154.9622823868] | [0 0 0 0] | [0 0 0 0] | [0 0 0 0] | [0 0 0 0] | [0 0 0 0] | [0 0 0 0] | 63508.52961085884 | 19052.55888325765 | 33333333.33333333 | 50
xf_3163_to_3271_3 | 0.0 | Yg | [1.21e-007 1.21e-007 1.21e-007] | [3.851549622823868e-010 3.851549622823868e-010 3.851549622823868e-010] | [63508.52961085884000 63508.52961085884000 63508.52961085884000] | Yg | [0.08750850141105013 0.08750850141105013 0.08750850141105013] | [0.006871132043387854 0.006871132043387854 0.006871132043387854] | [19052.55888325765000 19052.55888325765000 19052.55888325765000] | [121000000 121000000 121000000] | [385154.9622823868 385154.9622823868 385154.9622823868] | [0 0 0 0] | [0 0 0 0] | [0 0 0 0] | [0 0 0 0] | [0 0 0 0] | [0 0 0 0] | 63508.52961085884 | 19052.55888325765 | 33333333.33333333 | 50
xf_3172_to_3657_2 | 0.0 | Yg | [1.7424e-007 1.7424e-007 1.7424e-007] | [5.54623145686637e-010 5.54623145686637e-010 5.54623145686637e-010] | [76210.2355330306000 76210.2355330306000 76210.2355330306000] | Yg | [0.1158564803240064 0.1158564803240064 0.1158564803240064] | [0.009481299227105562 0.009481299227105562 0.009481299227105562] | [19052.55888325765000 19052.55888325765000 19052.55888325765000] | [174240000 174240000 174240000] | [554623.1456866369 554623.1456866369 554623.1456866369] | [0 0 0 0] | [0 0 0 0] | [0 0 0 0] | [0 0 0 0] | [0 0 0 0] | [0 0 0 0] | 76210.2355330306 | 19052.55888325765 | 33333333.33333333 | 50
xf_3172_to_3658_1 | 0.0 | Yg | [1.7424e-007 1.7424e-007 1.7424e-007] | [5.54623145686637e-010 5.54623145686637e-010 5.54623145686637e-010] | [76210.2355330306000 76210.2355330306000 76210.2355330306000] | Yg | [0.09817720423037912 0.09817720423037912 0.09817720423037912] | [0.009833791703966926 0.009833791703966926 0.009833791703966926] | [19052.55888325765000 19052.55888325765000 19052.55888325765000] | [174240000 174240000 174240000] | [554623.1456866369 554623.1456866369 554623.1456866369] | [0 0 0 0] | [0 0 0 0] | [0 0 0 0] | [0 0 0 0] | [0 0 0 0] | [0 0 0 0] | 76210.2355330306 | 19052.55888325765 | 33333333.33333333 | 50
xf_3175_to_3176_1 | 0.0 | Yg | [1.7424e-007 1.7424e-007 1.7424e-007] | [5.54623145686637e-010 5.54623145686637e-010 5.54623145686637e-010] | [78115.49142135637000 78115.49142135637000 78115.49142135637000] | Yg | [0.1552493164805966 0.1552493164805966 0.1552493164805966] | [0.01634968197738065 0.01634968197738065 0.01634968197738065] | [39837.16857408418000 39837.16857408418000 39837.16857408418000] | [174240000 174240000 174240000] | [554623.1456866369 554623.1456866369 554623.1456866369] | [0 0 0 0] | [0 0 0 0] | [0 0 0 0] | [0 0 0 0] | [0 0 0 0] | [0 0 0 0] | 76210.2355330306 | 38105.1177665153 | 33333333.33333333 | 50
xf_3180_to_3183_1 | 0.0 | Yg | [1.7424e-007 1.7424e-007 1.7424e-007] | [5.54623145686637e-010 5.54623145686637e-010 5.54623145686637e-010] | [76210.2355330306000 76210.2355330306000 76210.2355330306000] | Yg | [0.04580622855211965 0.04580622855211965 0.04580622855211965] | [0.004537321750116436 0.004537321750116436 0.004537321750116436] | [12701.70592217177000 12701.70592217177000 12701.70592217177000] | [174240000 174240000 174240000] | [554623.1456866369 554623.1456866369 554623.1456866369] | [0 0 0 0] | [0 0 0 0] | [0 0 0 0] | [0 0 0 0] | [0 0 0 0] | [0 0 0 0] | 76210.2355330306 | 12701.70592217177 | 33333333.33333333 | 50
xf_3181_to_3183_2 | 0.0 | Yg | [1.7424e-007 1.7424e-007 1.7424e-007] | [5.54623145686637e-010 5.54623145686637e-010 5.54623145686637e-010] | [76210.2355330306000 76210.2355330306000 76210.2355330306000] | Yg | [0.04482247022758839 0.04482247022758839 0.04482247022758839] | [0.004725796960858736 0.004725796960858736 0.004725796960858736] | [12701.70592217177000 12701.70592217177000 12701.70592217177000] | [174240000 174240000 174240000] | [554623.1456866369 554623.1456866369 554623.1456866369] | [0 0 0 0] | [0 0 0 0] | [0 0 0 0] | [0 0 0 0] | [0 0 0 0] | [0 0 0 0] | 76210.2355330306 | 12701.70592217177 | 33333333.33333333 | 50
xf_3184_to_3186_1 | 0.0 | Yg | [1.7424e-007 1.7424e-007 1.7424e-007] | [5.54623145686637e-010 5.54623145686637e-010 5.54623145686637e-010] | [79068.11936551927000 79068.11936551927000 79068.11936551927000] | Yg | [0.1478915287630633 0.1478915287630633 0.1478915287630633] | [0.01625721451476904 0.01625721451476904 0.01625721451476904] | [39837.16857408418000 39837.16857408418000 39837.16857408418000] | [174240000 174240000 174240000] | [554623.1456866369 554623.1456866369 554623.1456866369] | [0 0 0 0] | [0 0 0 0] | [0 0 0 0] | [0 0 0 0] | [0 0 0 0] | [0 0 0 0] | 76210.2355330306 | 38105.1177665153 | 33333333.33333333 | 50
xf_3185_to_3186_2 | 0.0 | Yg | [1.7424e-007 1.7424e-007 1.7424e-007] | [5.54623145686637e-010 5.54623145686637e-010 5.54623145686637e-010] | [79068.11936551927000 79068.11936551927000 79068.11936551927000] | Yg | [0.1516919552654857 0.1516919552654857 0.1516919552654857] | [0.01717454123288397 0.01717454123288397 0.01717454123288397] | [39837.16857408418000 39837.16857408418000 39837.16857408418000] | [174240000 174240000 174240000] | [554623.1456866369 554623.1456866369 554623.1456866369] | [0 0 0 0] | [0 0 0 0] | [0 0 0 0] | [0 0 0 0] | [0 0 0 0] | [0 0 0 0] | 76210.2355330306 | 38105.1177665153 | 33333333.33333333 | 50
xf_3187_to_3188_1 | 0.0 | Yg | [1.7424e-007 1.7424e-007 1.7424e-007] | [5.54623145686637e-010 5.54623145686637e-010 5.54623145686637e-010] | [79068.11936551927000 79068.11936551927000 79068.11936551927000] | Yg | [0.2644796812726615 0.2644796812726615 0.2644796812726615] | [0.02727065614081625 0.02727065614081625 0.02727065614081625] | [38105.1177665153000 38105.1177665153000 38105.1177665153000] | [174240000 174240000 174240000] | [554623.1456866369 554623.1456866369 554623.1456866369] | [0 0 0 0] | [0 0 0 0] | [0 0 0 0] | [0 0 0 0] | [0 0 0 0] | [0 0 0 0] | 76210.2355330306 | 38105.1177665153 | 33333333.33333333 | 50
xf_3187_to_3188_2 | 0.0 | Yg | [1.7424e-007 1.7424e-007 1.7424e-007] | [5.54623145686637e-010 5.54623145686637e-010 5.54623145686637e-010] | [79068.11936551927000 79068.11936551927000 79068.11936551927000] | Yg | [0.2873586260610909 0.2873586260610909 0.2873586260610909] | [0.02876453067996461 0.02876453067996461 0.02876453067996461] | [38105.1177665153000 38105.1177665153000 38105.1177665153000] | [174240000 174240000 174240000] | [554623.1456866369 554623.1456866369 554623.1456866369] | [0 0 0 0] | [0 0 0 0] | [0 0 0 0] | [0 0 0 0] | [0 0 0 0] | [0 0 0 0] | 76210.2355330306 | 38105.1177665153 | 33333333.33333333 | 50
xf_3189_to_3191_1 | 0.0 | Yg | [1.7424e-007 1.7424e-007 1.7424e-007] | [5.54623145686637e-010 5.54623145686637e-010 5.54623145686637e-010] | [75257.60758886771000 75257.60758886771000 75257.60758886771000] | Yg | [0.1014290788027297 0.1014290788027297 0.1014290788027297] | [0.009438009828962391 0.009438009828962391 0.009438009828962391] | [12701.70592217177000 12701.70592217177000 12701.70592217177000] | [174240000 174240000 174240000] | [554623.1456866369 554623.1456866369 554623.1456866369] | [0 0 0 0] | [0 0 0 0] | [0 0 0 0] | [0 0 0 0] | [0 0 0 0] | [0 0 0 0] | 76210.2355330306 | 12701.70592217177 | 33333333.33333333 | 50
xf_3189_to_3191_2 | 0.0 | Yg | [1.7424e-007 1.7424e-007 1.7424e-007] | [5.54623145686637e-010 5.54623145686637e-010 5.54623145686637e-010] | [75257.60758886771000 75257.60758886771000 75257.60758886771000] | Yg | [0.09712346195786378 0.09712346195786378 0.09712346195786378] | [0.00970331906460384 0.00970331906460384 0.00970331906460384] | [12701.70592217177000 12701.70592217177000 12701.70592217177000] | [174240000 174240000 174240000] | [554623.1456866369 554623.1456866369 554623.1456866369] | [0 0 0 0] | [0 0 0 0] | [0 0 0 0] | [0 0 0 0] | [0 0 0 0] | [0 0 0 0] | 76210.2355330306 | 12701.70592217177 | 33333333.33333333 | 50
xf_3190_to_3461_3 | 0.0 | Yg | [1.7424e-007 1.7424e-007 1.7424e-007] | [5.54623145686637e-010 5.54623145686637e-010 5.54623145686637e-010] | [77467.7044193256000 77467.7044193256000 77467.7044193256000] | Yg | [0.00493677289113345 0.00493677289113345 0.00493677289113345] | [0.0007097851593453689 0.0007097851593453689 0.0007097851593453689] | [8660.254037844386000 8660.254037844386000 8660.254037844386000] | [174240000 174240000 174240000] | [554623.1456866369 554623.1456866369 554623.1456866369] | [0 0 0 0] | [0 0 0 0] | [0 0 0 0] | [0 0 0 0] | [0 0 0 0] | [0 0 0 0] | 76210.2355330306 | 8660.254037844386 | 33333333.33333333 | 50
xf_3192_to_3193_1 | 0.0 | Yg | [1.21e-007 1.21e-007 1.21e-007] | [3.851549622823868e-010 3.851549622823868e-010 3.851549622823868e-010] | [65890.09947126604000 65890.09947126604000 65890.09947126604000] | Yg | [0.07015610294779408 0.07015610294779408 0.07015610294779408] | [0.005815240120337514 0.005815240120337514 0.005815240120337514] | [19052.55888325765000 19052.55888325765000 19052.55888325765000] | [121000000 121000000 121000000] | [385154.9622823868 385154.9622823868 385154.9622823868] | [0 0 0 0] | [0 0 0 0] | [0 0 0 0] | [0 0 0 0] | [0 0 0 0] | [0 0 0 0] | 63508.52961085884 | 19052.55888325765 | 33333333.33333333 | 50
xf_3192_to_3193_2 | 0.0 | Yg | [1.21e-007 1.21e-007 1.21e-007] | [3.851549622823868e-010 3.851549622823868e-010 3.851549622823868e-010] | [65890.09947126604000 65890.09947126604000 65890.09947126604000] | Yg | [0.07578748035600116 0.07578748035600116 0.07578748035600116] | [0.005725809118720624 0.005725809118720624 0.005725809118720624] | [19052.55888325765000 19052.55888325765000 19052.55888325765000] | [121000000 121000000 121000000] | [385154.9622823868 385154.9622823868 385154.9622823868] | [0 0 0 0] | [0 0 0 0] | [0 0 0 0] | [0 0 0 0] | [0 0 0 0] | [0 0 0 0] | 63508.52961085884 | 19052.55888325765 | 33333333.33333333 | 50
xf_3192_to_3193_3 | 0.0 | Yg | [1.21e-007 1.21e-007 1.21e-007] | [3.851549622823868e-010 3.851549622823868e-010 3.851549622823868e-010] | [65890.09947126604000 65890.09947126604000 65890.09947126604000] | Yg | [0.0532661067483855 0.0532661067483855 0.0532661067483855] | [0.005686294137339396 0.005686294137339396 0.005686294137339396] | [19052.55888325765000 19052.55888325765000 19052.55888325765000] | [121000000 121000000 121000000] | [385154.9622823868 385154.9622823868 385154.9622823868] | [0 0 0 0] | [0 0 0 0] | [0 0 0 0] | [0 0 0 0] | [0 0 0 0] | [0 0 0 0] | 63508.52961085884 | 19052.55888325765 | 33333333.33333333 | 50
xf_3192_to_3605_1 | 0.0 | Yg | [1.21e-007 1.21e-007 1.21e-007] | [3.851549622823868e-010 3.851549622823868e-010 3.851549622823868e-010] | [62768.02015559622000 62768.02015559622000 62768.02015559622000] | Yg | [0.5329148477351698 0.5329148477351698 0.5329148477351698] | [0.1140362490564967 0.1140362490564967 0.1140362490564967] | [158771.3240271471000 158771.3240271471000 158771.3240271471000] | [121000000 121000000 121000000] | [385154.9622823868 385154.9622823868 385154.9622823868] | [0 0 0 0] | [0 0 0 0] | [0 0 0 0] | [0 0 0 0] | [0 0 0 0] | [0 0 0 0] | 63508.52961085884 | 158771.3240271471 | 33333333.33333333 | 50
xf_3196_to_3197_1 | 0.0 | Yg | [1.7424e-007 1.7424e-007 1.7424e-007] | [5.54623145686637e-010 5.54623145686637e-010 5.54623145686637e-010] | [74304.97964470483000 74304.97964470483000 74304.97964470483000] | Yg | [0.2925074815432795 0.2925074815432795 0.2925074815432795] | [0.01553484236292893 0.01553484236292893 0.01553484236292893] | [12701.70592217177000 12701.70592217177000 12701.70592217177000] | [174240000 174240000 174240000] | [554623.1456866369 554623.1456866369 554623.1456866369] | [0 0 0 0] | [0 0 0 0] | [0 0 0 0] | [0 0 0 0] | [0 0 0 0] | [0 0 0 0] | 76210.2355330306 | 12701.70592217177 | 33333333.33333333 | 50
xf_3198_to_3200_2 | 0.0 | Yg | [1.7424e-007 1.7424e-007 1.7424e-007] | [5.54623145686637e-010 5.54623145686637e-010 5.54623145686637e-010] | [80020.74730968214000 80020.74730968214000 80020.74730968214000] | Yg | [0.02908864174930215 0.02908864174930215 0.02908864174930215] | [0.003857551779990724 0.003857551779990724 0.003857551779990724] | [19052.55888325765000 19052.55888325765000 19052.55888325765000] | [174240000 174240000 174240000] | [554623.1456866369 554623.1456866369 554623.1456866369] | [0 0 0 0] | [0 0 0 0] | [0 0 0 0] | [0 0 0 0] | [0 0 0 0] | [0 0 0 0] | 76210.2355330306 | 19052.55888325765 | 33333333.33333333 | 50
xf_3199_to_3200_1 | 0.0 | Yg | [1.7424e-007 1.7424e-007 1.7424e-007] | [5.54623145686637e-010 5.54623145686637e-010 5.54623145686637e-010] | [80020.74730968214000 80020.74730968214000 80020.74730968214000] | Yg | [0.03116863815982098 0.03116863815982098 0.03116863815982098] | [0.003982915618535859 0.003982915618535859 0.003982915618535859] | [19052.55888325765000 19052.55888325765000 19052.55888325765000] | [174240000 174240000 174240000] | [554623.1456866369 554623.1456866369 554623.1456866369] | [0 0 0 0] | [0 0 0 0] | [0 0 0 0] | [0 0 0 0] | [0 0 0 0] | [0 0 0 0] | 76210.2355330306 | 19052.55888325765 | 33333333.33333333 | 50
xf_3201_to_3202_1 | 0.0 | Yg | [1.7424e-007 1.7424e-007 1.7424e-007] | [5.54623145686637e-010 5.54623145686637e-010 5.54623145686637e-010] | [81926.00319800789000 81926.00319800789000 81926.00319800789000] | Yg | [0.3402473701941078 0.3402473701941078 0.3402473701941078] | [0.02515097087004573 0.02515097087004573 0.02515097087004573] | [39837.16857408418000 39837.16857408418000 39837.16857408418000] | [174240000 174240000 174240000] | [554623.1456866369 554623.1456866369 554623.1456866369] | [0 0 0 0] | [0 0 0 0] | [0 0 0 0] | [0 0 0 0] | [0 0 0 0] | [0 0 0 0] | 76210.2355330306 | 38105.1177665153 | 33333333.33333333 | 50
xf_3201_to_3202_2 | 0.0 | Yg | [1.7424e-007 1.7424e-007 1.7424e-007] | [5.54623145686637e-010 5.54623145686637e-010 5.54623145686637e-010] | [81926.00319800789000 81926.00319800789000 81926.00319800789000] | Yg | [0.142093784480712 0.142093784480712 0.142093784480712] | [0.01687848784407363 0.01687848784407363 0.01687848784407363] | [39837.16857408418000 39837.16857408418000 39837.16857408418000] | [174240000 174240000 174240000] | [554623.1456866369 554623.1456866369 554623.1456866369] | [0 0 0 0] | [0 0 0 0] | [0 0 0 0] | [0 0 0 0] | [0 0 0 0] | [0 0 0 0] | 76210.2355330306 | 38105.1177665153 | 33333333.33333333 | 50
xf_3203_to_3206_1 | 0.0 | Yg | [1.21e-007 1.21e-007 1.21e-007] | [3.851549622823868e-010 3.851549622823868e-010 3.851549622823868e-010] | [64302.38623099457000 64302.38623099457000 64302.38623099457000] | Yg | [0.05324384396023335 0.05324384396023335 0.05324384396023335] | [0.005488748550208221 0.005488748550208221 0.005488748550208221] | [19052.55888325765000 19052.55888325765000 19052.55888325765000] | [121000000 121000000 121000000] | [385154.9622823868 385154.9622823868 385154.9622823868] | [0 0 0 0] | [0 0 0 0] | [0 0 0 0] | [0 0 0 0] | [0 0 0 0] | [0 0 0 0] | 63508.52961085884 | 19052.55888325765 | 33333333.33333333 | 50
xf_3204_to_3206_2 | 0.0 | Yg | [1.21e-007 1.21e-007 1.21e-007] | [3.851549622823868e-010 3.851549622823868e-010 3.851549622823868e-010] | [64302.38623099457000 64302.38623099457000 64302.38623099457000] | Yg | [0.05234545552778798 0.05234545552778798 0.05234545552778798] | [0.005514638182697904 0.005514638182697904 0.005514638182697904] | [19052.55888325765000 19052.55888325765000 19052.55888325765000] | [121000000 121000000 121000000] | [385154.9622823868 385154.9622823868 385154.9622823868] | [0 0 0 0] | [0 0 0 0] | [0 0 0 0] | [0 0 0 0] | [0 0 0 0] | [0 0 0 0] | 63508.52961085884 | 19052.55888325765 | 33333333.33333333 | 50
xf_3205_to_3206_3 | 0.0 | Yg | [1.21e-007 1.21e-007 1.21e-007] | [3.851549622823868e-010 3.851549622823868e-010 3.851549622823868e-010] | [64302.38623099457000 64302.38623099457000 64302.38623099457000] | Yg | [0.0567677497479492 0.0567677497479492 0.0567677497479492] | [0.005821677432974397 0.005821677432974397 0.005821677432974397] | [19052.55888325765000 19052.55888325765000 19052.55888325765000] | [121000000 121000000 121000000] | [385154.9622823868 385154.9622823868 385154.9622823868] | [0 0 0 0] | [0 0 0 0] | [0 0 0 0] | [0 0 0 0] | [0 0 0 0] | [0 0 0 0] | 63508.52961085884 | 19052.55888325765 | 33333333.33333333 | 50
xf_3207_to_3459_1 | 0.0 | Yg | [1.7424e-007 1.7424e-007 1.7424e-007] | [5.54623145686637e-010 5.54623145686637e-010 5.54623145686637e-010] | [76210.2355330306000 76210.2355330306000 76210.2355330306000] | Yg | [0.004219269342556727 0.004219269342556727 0.004219269342556727] | [0.0004307565723293682 0.0004307565723293682 0.0004307565723293682] | [7967.433714816836000 7967.433714816836000 7967.433714816836000] | [174240000 174240000 174240000] | [554623.1456866369 554623.1456866369 554623.1456866369] | [0 0 0 0] | [0 0 0 0] | [0 0 0 0] | [0 0 0 0] | [0 0 0 0] | [0 0 0 0] | 76210.2355330306 | 7967.433714816836 | 33333333.33333333 | 50
xf_3208_to_3460_2 | 0.0 | Yg | [1.7424e-007 1.7424e-007 1.7424e-007] | [5.54623145686637e-010 5.54623145686637e-010 5.54623145686637e-010] | [76210.2355330306000 76210.2355330306000 76210.2355330306000] | Yg | [0.004113848009123827 0.004113848009123827 0.004113848009123827] | [0.0004264272763232727 0.0004264272763232727 0.0004264272763232727] | [7967.433714816836000 7967.433714816836000 7967.433714816836000] | [174240000 174240000 174240000] | [554623.1456866369 554623.1456866369 554623.1456866369] | [0 0 0 0] | [0 0 0 0] | [0 0 0 0] | [0 0 0 0] | [0 0 0 0] | [0 0 0 0] | 76210.2355330306 | 7967.433714816836 | 33333333.33333333 | 50
xf_3210_to_3463_2 | 0.0 | Yg | [4.356000000000001e-008 4.356000000000001e-008 4.356000000000001e-008] | [1.386557864216592e-010 1.386557864216592e-010 1.386557864216592e-010] | [43820.88543149259000 43820.88543149259000 43820.88543149259000] | Yg | [0.004257736693751066 0.004257736693751066 0.004257736693751066] | [0.00050091868902147 0.00050091868902147 0.00050091868902147] | [6062.177826491071000 6062.177826491071000 6062.177826491071000] | [43560000 43560000 43560000] | [138655.7864216592 138655.7864216592 138655.7864216592] | [0 0 0 0] | [0 0 0 0] | [0 0 0 0] | [0 0 0 0] | [0 0 0 0] | [0 0 0 0] | 38105.1177665153 | 6062.177826491071 | 33333333.33333333 | 50
xf_3211_to_3462_1 | 0.0 | Yg | [1.7424e-007 1.7424e-007 1.7424e-007] | [5.54623145686637e-010 5.54623145686637e-010 5.54623145686637e-010] | [73352.35170054196000 73352.35170054196000 73352.35170054196000] | Yg | [0.002141394559540136 0.002141394559540136 0.002141394559540136] | [0.0002877349390193016 0.0002877349390193016 0.0002877349390193016] | [6062.177826491072000 6062.177826491072000 6062.177826491072000] | [174240000 174240000 174240000] | [554623.1456866369 554623.1456866369 554623.1456866369] | [0 0 0 0] | [0 0 0 0] | [0 0 0 0] | [0 0 0 0] | [0 0 0 0] | [0 0 0 0] | 76210.2355330306 | 6350.852961085884 | 33333333.33333333 | 50
xf_3212_to_3465_2 | 0.0 | Yg | [1.21e-007 1.21e-007 1.21e-007] | [3.851549622823868e-010 3.851549622823868e-010 3.851549622823868e-010] | [67225.22196876706000 67225.22196876706000 67225.22196876706000] | Yg | [0.001946782995634522 0.001946782995634522 0.001946782995634522] | [0.000259159550318772 0.000259159550318772 0.000259159550318772] | [6062.177826491071000 6062.177826491071000 6062.177826491071000] | [121000000 121000000 121000000] | [385154.9622823868 385154.9622823868 385154.9622823868] | [0 0 0 0] | [0 0 0 0] | [0 0 0 0] | [0 0 0 0] | [0 0 0 0] | [0 0 0 0] | 63508.52961085884 | 6062.177826491071 | 33333333.33333333 | 50
xf_3213_to_3464_1 | 0.0 | Yg | [1.21e-007 1.21e-007 1.21e-007] | [3.851549622823868e-010 3.851549622823868e-010 3.851549622823868e-010] | [65565.33994484688000 65565.33994484688000 65565.33994484688000] | Yg | [0.00191800766979057 0.00191800766979057 0.00191800766979057] | [0.0002599110319323759 0.0002599110319323759 0.0002599110319323759] | [6062.177826491071000 6062.177826491071000 6062.177826491071000] | [121000000 121000000 121000000] | [385154.9622823868 385154.9622823868 385154.9622823868] | [0 0 0 0] | [0 0 0 0] | [0 0 0 0] | [0 0 0 0] | [0 0 0 0] | [0 0 0 0] | 63508.52961085884 | 6062.177826491071 | 33333333.33333333 | 50
xf_3219_to_3221_2 | 0.0 | Yg | [1.7424e-007 1.7424e-007 1.7424e-007] | [5.54623145686637e-010 5.54623145686637e-010 5.54623145686637e-010] | [74304.97964470483000 74304.97964470483000 74304.97964470483000] | Yg | [0.01465307009305727 0.01465307009305727 0.01465307009305727] | [0.001651245564791097 0.001651245564791097 0.001651245564791097] | [6350.852961085884000 6350.852961085884000 6350.852961085884000] | [174240000 174240000 174240000] | [554623.1456866369 554623.1456866369 554623.1456866369] | [0 0 0 0] | [0 0 0 0] | [0 0 0 0] | [0 0 0 0] | [0 0 0 0] | [0 0 0 0] | 76210.2355330306 | 6350.852961085884 | 33333333.33333333 | 50
xf_3220_to_3221_1 | 0.0 | Yg | [1.7424e-007 1.7424e-007 1.7424e-007] | [5.54623145686637e-010 5.54623145686637e-010 5.54623145686637e-010] | [74304.97964470483000 74304.97964470483000 74304.97964470483000] | Yg | [0.01517982720344344 0.01517982720344344 0.01517982720344344] | [0.00152774469968278 0.00152774469968278 0.00152774469968278] | [6350.852961085884000 6350.852961085884000 6350.852961085884000] | [174240000 174240000 174240000] | [554623.1456866369 554623.1456866369 554623.1456866369] | [0 0 0 0] | [0 0 0 0] | [0 0 0 0] | [0 0 0 0] | [0 0 0 0] | [0 0 0 0] | 76210.2355330306 | 6350.852961085884 | 33333333.33333333 | 50
xf_3223_to_3224_1 | 0.0 | Yg | [1.7424e-007 1.7424e-007 1.7424e-007] | [5.54623145686637e-010 5.54623145686637e-010 5.54623145686637e-010] | [76210.2355330306000 76210.2355330306000 76210.2355330306000] | Yg | [0.9034990371702858 0.9034990371702858 0.9034990371702858] | [0.07848374211626613 0.07848374211626613 0.07848374211626613] | [38105.1177665153000 38105.1177665153000 38105.1177665153000] | [174240000 174240000 174240000] | [554623.1456866369 554623.1456866369 554623.1456866369] | [0 0 0 0] | [0 0 0 0] | [0 0 0 0] | [0 0 0 0] | [0 0 0 0] | [0 0 0 0] | 76210.2355330306 | 38105.1177665153 | 33333333.33333333 | 50
xf_3223_to_3224_2 | 0.0 | Yg | [1.7424e-007 1.7424e-007 1.7424e-007] | [5.54623145686637e-010 5.54623145686637e-010 5.54623145686637e-010] | [76210.2355330306000 76210.2355330306000 76210.2355330306000] | Yg | [0.9866824467593073 0.9866824467593073 0.9866824467593073] | [0.07550934926410872 0.07550934926410872 0.07550934926410872] | [38105.1177665153000 38105.1177665153000 38105.1177665153000] | [174240000 174240000 174240000] | [554623.1456866369 554623.1456866369 554623.1456866369] | [0 0 0 0] | [0 0 0 0] | [0 0 0 0] | [0 0 0 0] | [0 0 0 0] | [0 0 0 0] | 76210.2355330306 | 38105.1177665153 | 33333333.33333333 | 50
xf_3229_to_3230_1 | 0.0 | Yg | [1.21e-007 1.21e-007 1.21e-007] | [3.851549622823868e-010 3.851549622823868e-010 3.851549622823868e-010] | [64302.38623099457000 64302.38623099457000 64302.38623099457000] | Yg | [0.04522375234901974 0.04522375234901974 0.04522375234901974] | [0.005325666487022905 0.005325666487022905 0.005325666487022905] | [19052.55888325765000 19052.55888325765000 19052.55888325765000] | [121000000 121000000 121000000] | [385154.9622823868 385154.9622823868 385154.9622823868] | [0 0 0 0] | [0 0 0 0] | [0 0 0 0] | [0 0 0 0] | [0 0 0 0] | [0 0 0 0] | 63508.52961085884 | 19052.55888325765 | 33333333.33333333 | 50
xf_3229_to_3230_2 | 0.0 | Yg | [1.21e-007 1.21e-007 1.21e-007] | [3.851549622823868e-010 3.851549622823868e-010 3.851549622823868e-010] | [64302.38623099457000 64302.38623099457000 64302.38623099457000] | Yg | [0.04360147522714031 0.04360147522714031 0.04360147522714031] | [0.00534928129209396 0.00534928129209396 0.00534928129209396] | [19052.55888325765000 19052.55888325765000 19052.55888325765000] | [121000000 121000000 121000000] | [385154.9622823868 385154.9622823868 385154.9622823868] | [0 0 0 0] | [0 0 0 0] | [0 0 0 0] | [0 0 0 0] | [0 0 0 0] | [0 0 0 0] | 63508.52961085884 | 19052.55888325765 | 33333333.33333333 | 50
xf_3234_to_3236_1 | 0.0 | Yg | [1.21e-007 1.21e-007 1.21e-007] | [3.851549622823868e-010 3.851549622823868e-010 3.851549622823868e-010] | [61920.81637058737000 61920.81637058737000 61920.81637058737000] | Yg | [0.05364924922805067 0.05364924922805067 0.05364924922805067] | [0.002683615105768856 0.002683615105768856 0.002683615105768856] | [6350.852961085884000 6350.852961085884000 6350.852961085884000] | [121000000 121000000 121000000] | [385154.9622823868 385154.9622823868 385154.9622823868] | [0 0 0 0] | [0 0 0 0] | [0 0 0 0] | [0 0 0 0] | [0 0 0 0] | [0 0 0 0] | 63508.52961085884 | 6350.852961085884 | 33333333.33333333 | 50
xf_3235_to_3236_2 | 0.0 | Yg | [1.21e-007 1.21e-007 1.21e-007] | [3.851549622823868e-010 3.851549622823868e-010 3.851549622823868e-010] | [65890.09947126604000 65890.09947126604000 65890.09947126604000] | Yg | [0.05248036700744599 0.05248036700744599 0.05248036700744599] | [0.002597256051573761 0.002597256051573761 0.002597256051573761] | [6350.852961085884000 6350.852961085884000 6350.852961085884000] | [121000000 121000000 121000000] | [385154.9622823868 385154.9622823868 385154.9622823868] | [0 0 0 0] | [0 0 0 0] | [0 0 0 0] | [0 0 0 0] | [0 0 0 0] | [0 0 0 0] | 63508.52961085884 | 6350.852961085884 | 33333333.33333333 | 50
xf_3237_to_3239_2 | 0.0 | Yg | [1.21e-007 1.21e-007 1.21e-007] | [3.851549622823868e-010 3.851549622823868e-010 3.851549622823868e-010] | [65672.90029999691000 65672.90029999691000 65672.90029999691000] | Yg | [0.04050932681006936 0.04050932681006936 0.04050932681006936] | [0.0042715718328911 0.0042715718328911 0.0042715718328911] | [19052.55888325765000 19052.55888325765000 19052.55888325765000] | [121000000 121000000 121000000] | [385154.9622823868 385154.9622823868 385154.9622823868] | [0 0 0 0] | [0 0 0 0] | [0 0 0 0] | [0 0 0 0] | [0 0 0 0] | [0 0 0 0] | 63508.52961085884 | 19052.55888325765 | 33333333.33333333 | 50
xf_3238_to_3239_1 | 0.0 | Yg | [1.21e-007 1.21e-007 1.21e-007] | [3.851549622823868e-010 3.851549622823868e-010 3.851549622823868e-010] | [65672.90029999691000 65672.90029999691000 65672.90029999691000] | Yg | [0.04189554042479115 0.04189554042479115 0.04189554042479115] | [0.004444566601100839 0.004444566601100839 0.004444566601100839] | [19052.55888325765000 19052.55888325765000 19052.55888325765000] | [121000000 121000000 121000000] | [385154.9622823868 385154.9622823868 385154.9622823868] | [0 0 0 0] | [0 0 0 0] | [0 0 0 0] | [0 0 0 0] | [0 0 0 0] | [0 0 0 0] | 63508.52961085884 | 19052.55888325765 | 33333333.33333333 | 50
xf_3243_to_3659_1 | 0.0 | Yg | [1.7424e-007 1.7424e-007 1.7424e-007] | [5.54623145686637e-010 5.54623145686637e-010 5.54623145686637e-010] | [80020.74730968214000 80020.74730968214000 80020.74730968214000] | Yg | [0.06025298022397671 0.06025298022397671 0.06025298022397671] | [0.005750010563735188 0.005750010563735188 0.005750010563735188] | [19052.55888325765000 19052.55888325765000 19052.55888325765000] | [174240000 174240000 174240000] | [554623.1456866369 554623.1456866369 554623.1456866369] | [0 0 0 0] | [0 0 0 0] | [0 0 0 0] | [0 0 0 0] | [0 0 0 0] | [0 0 0 0] | 76210.2355330306 | 19052.55888325765 | 33333333.33333333 | 50
xf_3244_to_3659_2 | 0.0 | Yg | [1.7424e-007 1.7424e-007 1.7424e-007] | [5.54623145686637e-010 5.54623145686637e-010 5.54623145686637e-010] | [80020.74730968214000 80020.74730968214000 80020.74730968214000] | Yg | [0.06513449501589179 0.06513449501589179 0.06513449501589179] | [0.006056235300532873 0.006056235300532873 0.006056235300532873] | [19052.55888325765000 19052.55888325765000 19052.55888325765000] | [174240000 174240000 174240000] | [554623.1456866369 554623.1456866369 554623.1456866369] | [0 0 0 0] | [0 0 0 0] | [0 0 0 0] | [0 0 0 0] | [0 0 0 0] | [0 0 0 0] | 76210.2355330306 | 19052.55888325765 | 33333333.33333333 | 50
xf_3250_to_3251_1 | 0.0 | Yg | [1.7424e-007 1.7424e-007 1.7424e-007] | [5.54623145686637e-010 5.54623145686637e-010 5.54623145686637e-010] | [77162.86347719347000 77162.86347719347000 77162.86347719347000] | Yg | [0.2332677949318733 0.2332677949318733 0.2332677949318733] | [0.01553946654008944 0.01553946654008944 0.01553946654008944] | [19052.55888325765000 19052.55888325765000 19052.55888325765000] | [174240000 174240000 174240000] | [554623.1456866369 554623.1456866369 554623.1456866369] | [0 0 0 0] | [0 0 0 0] | [0 0 0 0] | [0 0 0 0] | [0 0 0 0] | [0 0 0 0] | 76210.2355330306 | 19052.55888325765 | 33333333.33333333 | 50
xf_3252_to_3466_1 | 0.0 | Yg | [1.21e-007 1.21e-007 1.21e-007] | [3.851549622823868e-010 3.851549622823868e-010 3.851549622823868e-010] | [64456.71195794897000 64456.71195794897000 64456.71195794897000] | Yg | [0.2229966730784598 0.2229966730784598 0.2229966730784598] | [0.01382336011740687 0.01382336011740687 0.01382336011740687] | [19052.55888325765000 19052.55888325765000 19052.55888325765000] | [121000000 121000000 121000000] | [385154.9622823868 385154.9622823868 385154.9622823868] | [0 0 0 0] | [0 0 0 0] | [0 0 0 0] | [0 0 0 0] | [0 0 0 0] | [0 0 0 0] | 63508.52961085884 | 19052.55888325765 | 33333333.33333333 | 50
xf_3254_to_3257_1 | 0.0 | Yg | [1.21e-007 1.21e-007 1.21e-007] | [3.851549622823868e-010 3.851549622823868e-010 3.851549622823868e-010] | [64951.44340361755000 64951.44340361755000 64951.44340361755000] | Yg | [0.08782063024865784 0.08782063024865784 0.08782063024865784] | [0.004789880706304224 0.004789880706304224 0.004789880706304224] | [19052.55888325765000 19052.55888325765000 19052.55888325765000] | [121000000 121000000 121000000] | [385154.9622823868 385154.9622823868 385154.9622823868] | [0 0 0 0] | [0 0 0 0] | [0 0 0 0] | [0 0 0 0] | [0 0 0 0] | [0 0 0 0] | 63508.52961085884 | 19052.55888325765 | 33333333.33333333 | 50
xf_3259_to_3260_1 | 0.0 | Yg | [1.7424e-007 1.7424e-007 1.7424e-007] | [5.54623145686637e-010 5.54623145686637e-010 5.54623145686637e-010] | [77162.86347719347000 77162.86347719347000 77162.86347719347000] | Yg | [0.01548586984208994 0.01548586984208994 0.01548586984208994] | [0.01364750746617613 0.01364750746617613 0.01364750746617613] | [38105.1177665153000 38105.1177665153000 38105.1177665153000] | [174240000 174240000 174240000] | [554623.1456866369 554623.1456866369 554623.1456866369] | [0 0 0 0] | [0 0 0 0] | [0 0 0 0] | [0 0 0 0] | [0 0 0 0] | [0 0 0 0] | 76210.2355330306 | 38105.1177665153 | 33333333.33333333 | 50
xf_3259_to_3260_2 | 0.0 | Yg | [1.7424e-007 1.7424e-007 1.7424e-007] | [5.54623145686637e-010 5.54623145686637e-010 5.54623145686637e-010] | [77162.86347719347000 77162.86347719347000 77162.86347719347000] | Yg | [0.01411343033043803 0.01411343033043803 0.01411343033043803] | [0.01319399067590244 0.01319399067590244 0.01319399067590244] | [38105.1177665153000 38105.1177665153000 38105.1177665153000] | [174240000 174240000 174240000] | [554623.1456866369 554623.1456866369 554623.1456866369] | [0 0 0 0] | [0 0 0 0] | [0 0 0 0] | [0 0 0 0] | [0 0 0 0] | [0 0 0 0] | 76210.2355330306 | 38105.1177665153 | 33333333.33333333 | 50
xf_3263_to_3264_1 | 0.0 | Yg | [1.7424e-007 1.7424e-007 1.7424e-007] | [5.54623145686637e-010 5.54623145686637e-010 5.54623145686637e-010] | [75257.60758886771000 75257.60758886771000 75257.60758886771000] | Yg | [0.003300964397372565 0.003300964397372565 0.003300964397372565] | [0.0004979938121356385 0.0004979938121356385 0.0004979938121356385] | [8660.254037844386000 8660.254037844386000 8660.254037844386000] | [174240000 174240000 174240000] | [554623.1456866369 554623.1456866369 554623.1456866369] | [0 0 0 0] | [0 0 0 0] | [0 0 0 0] | [0 0 0 0] | [0 0 0 0] | [0 0 0 0] | 76210.2355330306 | 8660.254037844386 | 33333333.33333333 | 50
xf_3265_to_3156_2 | 0.0 | Yg | [1.7424e-007 1.7424e-007 1.7424e-007] | [5.54623145686637e-010 5.54623145686637e-010 5.54623145686637e-010] | [80973.37525384502000 80973.37525384502000 80973.37525384502000] | Yg | [0.009391202781124047 0.009391202781124047 0.009391202781124047] | [0.0006028749469102066 0.0006028749469102066 0.0006028749469102066] | [6350.852961085884000 6350.852961085884000 6350.852961085884000] | [174240000 174240000 174240000] | [554623.1456866369 554623.1456866369 554623.1456866369] | [0 0 0 0] | [0 0 0 0] | [0 0 0 0] | [0 0 0 0] | [0 0 0 0] | [0 0 0 0] | 76210.2355330306 | 6350.852961085884 | 33333333.33333333 | 50
xf_3291_to_3292_1 | 0.0 | Yg | [1.7424e-007 1.7424e-007 1.7424e-007] | [5.54623145686637e-010 5.54623145686637e-010 5.54623145686637e-010] | [73352.35170054196000 73352.35170054196000 73352.35170054196000] | Yg | [0.03711755523948951 0.03711755523948951 0.03711755523948951] | [0.003184922174843416 0.003184922174843416 0.003184922174843416] | [12701.70592217177000 12701.70592217177000 12701.70592217177000] | [174240000 174240000 174240000] | [554623.1456866369 554623.1456866369 554623.1456866369] | [0 0 0 0] | [0 0 0 0] | [0 0 0 0] | [0 0 0 0] | [0 0 0 0] | [0 0 0 0] | 76210.2355330306 | 12701.70592217177 | 33333333.33333333 | 50
xf_3293_to_3294_1 | 0.0 | Yg | [1.7424e-007 1.7424e-007 1.7424e-007] | [5.54623145686637e-010 5.54623145686637e-010 5.54623145686637e-010] | [82878.63114217078000 82878.63114217078000 82878.63114217078000] | Yg | [0.09361075645932888 0.09361075645932888 0.09361075645932888] | [0.003531656100821779 0.003531656100821779 0.003531656100821779] | [19052.55888325765000 19052.55888325765000 19052.55888325765000] | [174240000 174240000 174240000] | [554623.1456866369 554623.1456866369 554623.1456866369] | [0 0 0 0] | [0 0 0 0] | [0 0 0 0] | [0 0 0 0] | [0 0 0 0] | [0 0 0 0] | 76210.2355330306 | 19052.55888325765 | 33333333.33333333 | 50
xf_3296_to_3008_1 | 0.0 | Yg | [1.7424e-007 1.7424e-007 1.7424e-007] | [5.54623145686637e-010 5.54623145686637e-010 5.54623145686637e-010] | [76210.2355330306000 76210.2355330306000 76210.2355330306000] | Yg | [0.009044881659550237 0.009044881659550237 0.009044881659550237] | [0.0004321008644699551 0.0004321008644699551 0.0004321008644699551] | [3810.511776651531000 3810.511776651531000 3810.511776651531000] | [174240000 174240000 174240000] | [554623.1456866369 554623.1456866369 554623.1456866369] | [0 0 0 0] | [0 0 0 0] | [0 0 0 0] | [0 0 0 0] | [0 0 0 0] | [0 0 0 0] | 76210.2355330306 | 3810.51177665153 | 33333333.33333333 | 50
xf_3296_to_3419_3 | 0.0 | Yg | [1.7424e-007 1.7424e-007 1.7424e-007] | [5.54623145686637e-010 5.54623145686637e-010 5.54623145686637e-010] | [75257.60758886771000 75257.60758886771000 75257.60758886771000] | Yg | [0.003110485040184381 0.003110485040184381 0.003110485040184381] | [0.0003975985776951476 0.0003975985776951476 0.0003975985776951476] | [9526.279441628825000 9526.279441628825000 9526.279441628825000] | [174240000 174240000 174240000] | [554623.1456866369 554623.1456866369 554623.1456866369] | [0 0 0 0] | [0 0 0 0] | [0 0 0 0] | [0 0 0 0] | [0 0 0 0] | [0 0 0 0] | 76210.2355330306 | 9093.266739736606 | 33333333.33333333 | 50
xf_3306_to_3308_2 | 0.0 | Yg | [1.21e-007 1.21e-007 1.21e-007] | [3.851549622823868e-010 3.851549622823868e-010 3.851549622823868e-010] | [65096.2428511303000 65096.2428511303000 65096.2428511303000] | Yg | [0.01234844141909939 0.01234844141909939 0.01234844141909939] | [0.002176314729214653 0.002176314729214653 0.002176314729214653] | [6350.852961085884000 6350.852961085884000 6350.852961085884000] | [121000000 121000000 121000000] | [385154.9622823868 385154.9622823868 385154.9622823868] | [0 0 0 0] | [0 0 0 0] | [0 0 0 0] | [0 0 0 0] | [0 0 0 0] | [0 0 0 0] | 63508.52961085884 | 6350.852961085884 | 33333333.33333333 | 50
xf_3307_to_3309_1 | 0.0 | Yg | [1.21e-007 1.21e-007 1.21e-007] | [3.851549622823868e-010 3.851549622823868e-010 3.851549622823868e-010] | [64302.38623099457000 64302.38623099457000 64302.38623099457000] | Yg | [0.01239246240731758 0.01239246240731758 0.01239246240731758] | [0.002152382278329249 0.002152382278329249 0.002152382278329249] | [6350.852961085884000 6350.852961085884000 6350.852961085884000] | [121000000 121000000 121000000] | [385154.9622823868 385154.9622823868 385154.9622823868] | [0 0 0 0] | [0 0 0 0] | [0 0 0 0] | [0 0 0 0] | [0 0 0 0] | [0 0 0 0] | 63508.52961085884 | 6350.852961085884 | 33333333.33333333 | 50
xf_3313_to_3316_1 | 0.0 | Yg | [1.21e-007 1.21e-007 1.21e-007] | [3.851549622823868e-010 3.851549622823868e-010 3.851549622823868e-010] | [62714.67299072311000 62714.67299072311000 62714.67299072311000] | Yg | [0.0926306994460232 0.0926306994460232 0.0926306994460232] | [0.005756022338593316 0.005756022338593316 0.005756022338593316] | [19052.55888325765000 19052.55888325765000 19052.55888325765000] | [121000000 121000000 121000000] | [385154.9622823868 385154.9622823868 385154.9622823868] | [0 0 0 0] | [0 0 0 0] | [0 0 0 0] | [0 0 0 0] | [0 0 0 0] | [0 0 0 0] | 63508.52961085884 | 19052.55888325765 | 33333333.33333333 | 50
xf_3315_to_3316_2 | 0.0 | Yg | [1.21e-007 1.21e-007 1.21e-007] | [3.851549622823868e-010 3.851549622823868e-010 3.851549622823868e-010] | [62714.67299072311000 62714.67299072311000 62714.67299072311000] | Yg | [0.09234454669161625 0.09234454669161625 0.09234454669161625] | [0.005589485733555652 0.005589485733555652 0.005589485733555652] | [19052.55888325765000 19052.55888325765000 19052.55888325765000] | [121000000 121000000 121000000] | [385154.9622823868 385154.9622823868 385154.9622823868] | [0 0 0 0] | [0 0 0 0] | [0 0 0 0] | [0 0 0 0] | [0 0 0 0] | [0 0 0 0] | 63508.52961085884 | 19052.55888325765 | 33333333.33333333 | 50
xf_3317_to_3320_2 | 0.0 | Yg | [1.21e-007 1.21e-007 1.21e-007] | [3.851549622823868e-010 3.851549622823868e-010 3.851549622823868e-010] | [64302.38623099457000 64302.38623099457000 64302.38623099457000] | Yg | [0.06685982127710909 0.06685982127710909 0.06685982127710909] | [0.006203989038534958 0.006203989038534958 0.006203989038534958] | [19052.55888325765000 19052.55888325765000 19052.55888325765000] | [121000000 121000000 121000000] | [385154.9622823868 385154.9622823868 385154.9622823868] | [0 0 0 0] | [0 0 0 0] | [0 0 0 0] | [0 0 0 0] | [0 0 0 0] | [0 0 0 0] | 63508.52961085884 | 19052.55888325765 | 33333333.33333333 | 50
xf_3318_to_3320_3 | 0.0 | Yg | [1.21e-007 1.21e-007 1.21e-007] | [3.851549622823868e-010 3.851549622823868e-010 3.851549622823868e-010] | [64302.38623099457000 64302.38623099457000 64302.38623099457000] | Yg | [0.06499353148996986 0.06499353148996986 0.06499353148996986] | [0.005649237071164797 0.005649237071164797 0.005649237071164797] | [19052.55888325765000 19052.55888325765000 19052.55888325765000] | [121000000 121000000 121000000] | [385154.9622823868 385154.9622823868 385154.9622823868] | [0 0 0 0] | [0 0 0 0] | [0 0 0 0] | [0 0 0 0] | [0 0 0 0] | [0 0 0 0] | 63508.52961085884 | 19052.55888325765 | 33333333.33333333 | 50
xf_3319_to_3320_1 | 0.0 | Yg | [1.21e-007 1.21e-007 1.21e-007] | [3.851549622823868e-010 3.851549622823868e-010 3.851549622823868e-010] | [64302.38623099457000 64302.38623099457000 64302.38623099457000] | Yg | [0.0635830241499481 0.0635830241499481 0.0635830241499481] | [0.005780151133408363 0.005780151133408363 0.005780151133408363] | [19052.55888325765000 19052.55888325765000 19052.55888325765000] | [121000000 121000000 121000000] | [385154.9622823868 385154.9622823868 385154.9622823868] | [0 0 0 0] | [0 0 0 0] | [0 0 0 0] | [0 0 0 0] | [0 0 0 0] | [0 0 0 0] | 63508.52961085884 | 19052.55888325765 | 33333333.33333333 | 50
xf_3321_to_3323_2 | 0.0 | Yg | [1.21e-007 1.21e-007 1.21e-007] | [3.851549622823868e-010 3.851549622823868e-010 3.851549622823868e-010] | [61920.81637058737000 61920.81637058737000 61920.81637058737000] | Yg | [0.03996182394721472 0.03996182394721472 0.03996182394721472] | [0.004260264443439855 0.004260264443439855 0.004260264443439855] | [19052.55888325765000 19052.55888325765000 19052.55888325765000] | [121000000 121000000 121000000] | [385154.9622823868 385154.9622823868 385154.9622823868] | [0 0 0 0] | [0 0 0 0] | [0 0 0 0] | [0 0 0 0] | [0 0 0 0] | [0 0 0 0] | 63508.52961085884 | 19052.55888325765 | 33333333.33333333 | 50
xf_3322_to_3323_1 | 0.0 | Yg | [1.21e-007 1.21e-007 1.21e-007] | [3.851549622823868e-010 3.851549622823868e-010 3.851549622823868e-010] | [61920.81637058737000 61920.81637058737000 61920.81637058737000] | Yg | [0.09172665498777725 0.09172665498777725 0.09172665498777725] | [0.005904250799722763 0.005904250799722763 0.005904250799722763] | [19052.55888325765000 19052.55888325765000 19052.55888325765000] | [121000000 121000000 121000000] | [385154.9622823868 385154.9622823868 385154.9622823868] | [0 0 0 0] | [0 0 0 0] | [0 0 0 0] | [0 0 0 0] | [0 0 0 0] | [0 0 0 0] | 63508.52961085884 | 19052.55888325765 | 33333333.33333333 | 50
xf_3324_to_3327_4 | 0.0 | Yg | [1.21e-007 1.21e-007 1.21e-007] | [3.851549622823868e-010 3.851549622823868e-010 3.851549622823868e-010] | [63508.52961085884000 63508.52961085884000 63508.52961085884000] | Yg | [0.01289497848272182 0.01289497848272182 0.01289497848272182] | [0.002008243461388026 0.002008243461388026 0.002008243461388026] | [6350.852961085884000 6350.852961085884000 6350.852961085884000] | [121000000 121000000 121000000] | [385154.9622823868 385154.9622823868 385154.9622823868] | [0 0 0 0] | [0 0 0 0] | [0 0 0 0] | [0 0 0 0] | [0 0 0 0] | [0 0 0 0] | 63508.52961085884 | 6350.852961085884 | 33333333.33333333 | 50
xf_3325_to_3328_2 | 0.0 | Yg | [1.21e-007 1.21e-007 1.21e-007] | [3.851549622823868e-010 3.851549622823868e-010 3.851549622823868e-010] | [65102.59370409139000 65102.59370409139000 65102.59370409139000] | Yg | [0.01290216320102641 0.01290216320102641 0.01290216320102641] | [0.002035997497346806 0.002035997497346806 0.002035997497346806] | [6350.852961085884000 6350.852961085884000 6350.852961085884000] | [121000000 121000000 121000000] | [385154.9622823868 385154.9622823868 385154.9622823868] | [0 0 0 0] | [0 0 0 0] | [0 0 0 0] | [0 0 0 0] | [0 0 0 0] | [0 0 0 0] | 63508.52961085884 | 6350.852961085884 | 33333333.33333333 | 50
xf_3326_to_3324_3 | 0.0 | Yg | [1.089e-008 1.089e-008 1.089e-008] | [3.466394660541481e-011 3.466394660541481e-011 3.466394660541481e-011] | [18835.35971198851000 18835.35971198851000 18835.35971198851000] | Yg | [1.009670039685248 1.009670039685248 1.009670039685248] | [0.06607567613730692 0.06607567613730692 0.06607567613730692] | [63508.52961085884000 63508.52961085884000 63508.52961085884000] | [10890000 10890000 10890000] | [34663.94660541481 34663.94660541481 34663.94660541481] | [0 0 0 0] | [0 0 0 0] | [0 0 0 0] | [0 0 0 0] | [0 0 0 0] | [0 0 0 0] | 19052.55888325765 | 63508.52961085884 | 33333333.33333333 | 50
xf_3326_to_3325_1 | 0.0 | Yg | [1.089e-008 1.089e-008 1.089e-008] | [3.466394660541481e-011 3.466394660541481e-011 3.466394660541481e-011] | [18835.35971198851000 18835.35971198851000 18835.35971198851000] | Yg | [1.025310646014917 1.025310646014917 1.025310646014917] | [0.06313714910671003 0.06313714910671003 0.06313714910671003] | [63508.52961085884000 63508.52961085884000 63508.52961085884000] | [10890000 10890000 10890000] | [34663.94660541481 34663.94660541481 34663.94660541481] | [0 0 0 0] | [0 0 0 0] | [0 0 0 0] | [0 0 0 0] | [0 0 0 0] | [0 0 0 0] | 19052.55888325765 | 63508.52961085884 | 33333333.33333333 | 50
xf_3330_to_3331_1 | 0.0 | Yg | [1.7424e-007 1.7424e-007 1.7424e-007] | [5.54623145686637e-010 5.54623145686637e-010 5.54623145686637e-010] | [76210.2355330306000 76210.2355330306000 76210.2355330306000] | Yg | [0.03037682276362562 0.03037682276362562 0.03037682276362562] | [0.005578524295389621 0.005578524295389621 0.005578524295389621] | [12701.70592217177000 12701.70592217177000 12701.70592217177000] | [174240000 174240000 174240000] | [554623.1456866369 554623.1456866369 554623.1456866369] | [0 0 0 0] | [0 0 0 0] | [0 0 0 0] | [0 0 0 0] | [0 0 0 0] | [0 0 0 0] | 76210.2355330306 | 12701.70592217177 | 33333333.33333333 | 50
xf_3337_to_3339_1 | 0.0 | Yg | [1.21e-007 1.21e-007 1.21e-007] | [3.851549622823868e-010 3.851549622823868e-010 3.851549622823868e-010] | [65680.52132355021000 65680.52132355021000 65680.52132355021000] | Yg | [0.09527639321178109 0.09527639321178109 0.09527639321178109] | [0.005808573511266412 0.005808573511266412 0.005808573511266412] | [19052.55888325765000 19052.55888325765000 19052.55888325765000] | [121000000 121000000 121000000] | [385154.9622823868 385154.9622823868 385154.9622823868] | [0 0 0 0] | [0 0 0 0] | [0 0 0 0] | [0 0 0 0] | [0 0 0 0] | [0 0 0 0] | 63508.52961085884 | 19052.55888325765 | 33333333.33333333 | 50
xf_3338_to_3339_2 | 0.0 | Yg | [1.21e-007 1.21e-007 1.21e-007] | [3.851549622823868e-010 3.851549622823868e-010 3.851549622823868e-010] | [65672.90029999691000 65672.90029999691000 65672.90029999691000] | Yg | [0.03861526466091191 0.03861526466091191 0.03861526466091191] | [0.00463577924632918 0.00463577924632918 0.00463577924632918] | [19052.55888325765000 19052.55888325765000 19052.55888325765000] | [121000000 121000000 121000000] | [385154.9622823868 385154.9622823868 385154.9622823868] | [0 0 0 0] | [0 0 0 0] | [0 0 0 0] | [0 0 0 0] | [0 0 0 0] | [0 0 0 0] | 63508.52961085884 | 19052.55888325765 | 33333333.33333333 | 50
xf_3340_to_3341_1 | 0.0 | Yg | [1.21e-007 1.21e-007 1.21e-007] | [3.851549622823868e-010 3.851549622823868e-010 3.851549622823868e-010] | [62787.07271447948000 62787.07271447948000 62787.07271447948000] | Yg | [0.08129575061881397 0.08129575061881397 0.08129575061881397] | [0.007086830293933372 0.007086830293933372 0.007086830293933372] | [19052.55888325765000 19052.55888325765000 19052.55888325765000] | [121000000 121000000 121000000] | [385154.9622823868 385154.9622823868 385154.9622823868] | [0 0 0 0] | [0 0 0 0] | [0 0 0 0] | [0 0 0 0] | [0 0 0 0] | [0 0 0 0] | 63508.52961085884 | 19052.55888325765 | 33333333.33333333 | 50
xf_3340_to_3341_2 | 0.0 | Yg | [1.21e-007 1.21e-007 1.21e-007] | [3.851549622823868e-010 3.851549622823868e-010 3.851549622823868e-010] | [62787.07271447948000 62787.07271447948000 62787.07271447948000] | Yg | [0.08271836609997148 0.08271836609997148 0.08271836609997148] | [0.006767383382556424 0.006767383382556424 0.006767383382556424] | [19052.55888325765000 19052.55888325765000 19052.55888325765000] | [121000000 121000000 121000000] | [385154.9622823868 385154.9622823868 385154.9622823868] | [0 0 0 0] | [0 0 0 0] | [0 0 0 0] | [0 0 0 0] | [0 0 0 0] | [0 0 0 0] | 63508.52961085884 | 19052.55888325765 | 33333333.33333333 | 50
xf_3342_to_3343_1 | 0.0 | Yg | [1.21e-007 1.21e-007 1.21e-007] | [3.851549622823868e-010 3.851549622823868e-010 3.851549622823868e-010] | [65096.2428511303000 65096.2428511303000 65096.2428511303000] | Yg | [0.08845835645190618 0.08845835645190618 0.08845835645190618] | [0.006821645747191335 0.006821645747191335 0.006821645747191335] | [19052.55888325765000 19052.55888325765000 19052.55888325765000] | [121000000 121000000 121000000] | [385154.9622823868 385154.9622823868 385154.9622823868] | [0 0 0 0] | [0 0 0 0] | [0 0 0 0] | [0 0 0 0] | [0 0 0 0] | [0 0 0 0] | 63508.52961085884 | 19052.55888325765 | 33333333.33333333 | 50
xf_3342_to_3343_2 | 0.0 | Yg | [1.21e-007 1.21e-007 1.21e-007] | [3.851549622823868e-010 3.851549622823868e-010 3.851549622823868e-010] | [65096.2428511303000 65096.2428511303000 65096.2428511303000] | Yg | [0.08885016237726402 0.08885016237726402 0.08885016237726402] | [0.007017640960904726 0.007017640960904726 0.007017640960904726] | [19052.55888325765000 19052.55888325765000 19052.55888325765000] | [121000000 121000000 121000000] | [385154.9622823868 385154.9622823868 385154.9622823868] | [0 0 0 0] | [0 0 0 0] | [0 0 0 0] | [0 0 0 0] | [0 0 0 0] | [0 0 0 0] | 63508.52961085884 | 19052.55888325765 | 33333333.33333333 | 50
xf_3344_to_3347_2 | 0.0 | Yg | [1.21e-007 1.21e-007 1.21e-007] | [3.851549622823868e-010 3.851549622823868e-010 3.851549622823868e-010] | [64226.17599546155000 64226.17599546155000 64226.17599546155000] | Yg | [0.09010171413148808 0.09010171413148808 0.09010171413148808] | [0.01258593167372187 0.01258593167372187 0.01258593167372187] | [19052.55888325765000 19052.55888325765000 19052.55888325765000] | [121000000 121000000 121000000] | [385154.9622823868 385154.9622823868 385154.9622823868] | [0 0 0 0] | [0 0 0 0] | [0 0 0 0] | [0 0 0 0] | [0 0 0 0] | [0 0 0 0] | 63508.52961085884 | 19052.55888325765 | 33333333.33333333 | 50
xf_3345_to_3347_3 | 0.0 | Yg | [1.21e-007 1.21e-007 1.21e-007] | [3.851549622823868e-010 3.851549622823868e-010 3.851549622823868e-010] | [64226.17599546155000 64226.17599546155000 64226.17599546155000] | Yg | [0.08781558363879413 0.08781558363879413 0.08781558363879413] | [0.01357095099730147 0.01357095099730147 0.01357095099730147] | [19052.55888325765000 19052.55888325765000 19052.55888325765000] | [121000000 121000000 121000000] | [385154.9622823868 385154.9622823868 385154.9622823868] | [0 0 0 0] | [0 0 0 0] | [0 0 0 0] | [0 0 0 0] | [0 0 0 0] | [0 0 0 0] | 63508.52961085884 | 19052.55888325765 | 33333333.33333333 | 50
xf_3346_to_3347_1 | 0.0 | Yg | [1.21e-007 1.21e-007 1.21e-007] | [3.851549622823868e-010 3.851549622823868e-010 3.851549622823868e-010] | [64226.17599546155000 64226.17599546155000 64226.17599546155000] | Yg | [0.0884043403644838 0.0884043403644838 0.0884043403644838] | [0.01320755972798482 0.01320755972798482 0.01320755972798482] | [19052.55888325765000 19052.55888325765000 19052.55888325765000] | [121000000 121000000 121000000] | [385154.9622823868 385154.9622823868 385154.9622823868] | [0 0 0 0] | [0 0 0 0] | [0 0 0 0] | [0 0 0 0] | [0 0 0 0] | [0 0 0 0] | 63508.52961085884 | 19052.55888325765 | 33333333.33333333 | 50
xf_3348_to_3351_2 | 0.0 | Yg | [1.21e-007 1.21e-007 1.21e-007] | [3.851549622823868e-010 3.851549622823868e-010 3.851549622823868e-010] | [72196.49646162432000 72196.49646162432000 72196.49646162432000] | Yg | [0.08753154490085431 0.08753154490085431 0.08753154490085431] | [0.00612902262369189 0.00612902262369189 0.00612902262369189] | [19052.55888325765000 19052.55888325765000 19052.55888325765000] | [121000000 121000000 121000000] | [385154.9622823868 385154.9622823868 385154.9622823868] | [0 0 0 0] | [0 0 0 0] | [0 0 0 0] | [0 0 0 0] | [0 0 0 0] | [0 0 0 0] | 63508.52961085884 | 19052.55888325765 | 33333333.33333333 | 50
xf_3349_to_3351_1 | 0.0 | Yg | [1.21e-007 1.21e-007 1.21e-007] | [3.851549622823868e-010 3.851549622823868e-010 3.851549622823868e-010] | [69300.50751136916000 69300.50751136916000 69300.50751136916000] | Yg | [0.08596708092259354 0.08596708092259354 0.08596708092259354] | [0.006085852972781177 0.006085852972781177 0.006085852972781177] | [19052.55888325765000 19052.55888325765000 19052.55888325765000] | [121000000 121000000 121000000] | [385154.9622823868 385154.9622823868 385154.9622823868] | [0 0 0 0] | [0 0 0 0] | [0 0 0 0] | [0 0 0 0] | [0 0 0 0] | [0 0 0 0] | 63508.52961085884 | 19052.55888325765 | 33333333.33333333 | 50
xf_3350_to_3351_3 | 0.0 | Yg | [1.21e-007 1.21e-007 1.21e-007] | [3.851549622823868e-010 3.851549622823868e-010 3.851549622823868e-010] | [69300.50751136916000 69300.50751136916000 69300.50751136916000] | Yg | [0.09063632478466077 0.09063632478466077 0.09063632478466077] | [0.005800810365546517 0.005800810365546517 0.005800810365546517] | [19052.55888325765000 19052.55888325765000 19052.55888325765000] | [121000000 121000000 121000000] | [385154.9622823868 385154.9622823868 385154.9622823868] | [0 0 0 0] | [0 0 0 0] | [0 0 0 0] | [0 0 0 0] | [0 0 0 0] | [0 0 0 0] | 63508.52961085884 | 19052.55888325765 | 33333333.33333333 | 50
xf_3352_to_3353_1 | 0.0 | Yg | [1.21e-007 1.21e-007 1.21e-007] | [3.851549622823868e-010 3.851549622823868e-010 3.851549622823868e-010] | [63508.52961085884000 63508.52961085884000 63508.52961085884000] | Yg | [0.08588052768020693 0.08588052768020693 0.08588052768020693] | [0.007001101607577637 0.007001101607577637 0.007001101607577637] | [19052.55888325765000 19052.55888325765000 19052.55888325765000] | [121000000 121000000 121000000] | [385154.9622823868 385154.9622823868 385154.9622823868] | [0 0 0 0] | [0 0 0 0] | [0 0 0 0] | [0 0 0 0] | [0 0 0 0] | [0 0 0 0] | 63508.52961085884 | 19052.55888325765 | 33333333.33333333 | 50
xf_3357_to_3355_1 | 0.0 | Yg | [1.21e-007 1.21e-007 1.21e-007] | [3.851549622823868e-010 3.851549622823868e-010 3.851549622823868e-010] | [63508.52961085884000 63508.52961085884000 63508.52961085884000] | Yg | [0.08922338452085377 0.08922338452085377 0.08922338452085377] | [0.006973051502131326 0.006973051502131326 0.006973051502131326] | [19052.55888325765000 19052.55888325765000 19052.55888325765000] | [121000000 121000000 121000000] | [385154.9622823868 385154.9622823868 385154.9622823868] | [0 0 0 0] | [0 0 0 0] | [0 0 0 0] | [0 0 0 0] | [0 0 0 0] | [0 0 0 0] | 63508.52961085884 | 19052.55888325765 | 33333333.33333333 | 50
xf_3357_to_3355_2 | 0.0 | Yg | [1.21e-007 1.21e-007 1.21e-007] | [3.851549622823868e-010 3.851549622823868e-010 3.851549622823868e-010] | [63508.52961085884000 63508.52961085884000 63508.52961085884000] | Yg | [0.08891085298280224 0.08891085298280224 0.08891085298280224] | [0.007245998128677213 0.007245998128677213 0.007245998128677213] | [19052.55888325765000 19052.55888325765000 19052.55888325765000] | [121000000 121000000 121000000] | [385154.9622823868 385154.9622823868 385154.9622823868] | [0 0 0 0] | [0 0 0 0] | [0 0 0 0] | [0 0 0 0] | [0 0 0 0] | [0 0 0 0] | 63508.52961085884 | 19052.55888325765 | 33333333.33333333 | 50
xf_3357_to_3356_3 | 0.0 | Yg | [1.21e-007 1.21e-007 1.21e-007] | [3.851549622823868e-010 3.851549622823868e-010 3.851549622823868e-010] | [63508.52961085884000 63508.52961085884000 63508.52961085884000] | Yg | [0.09207412999353108 0.09207412999353108 0.09207412999353108] | [0.00722322102147574 0.00722322102147574 0.00722322102147574] | [19052.55888325765000 19052.55888325765000 19052.55888325765000] | [121000000 121000000 121000000] | [385154.9622823868 385154.9622823868 385154.9622823868] | [0 0 0 0] | [0 0 0 0] | [0 0 0 0] | [0 0 0 0] | [0 0 0 0] | [0 0 0 0] | 63508.52961085884 | 19052.55888325765 | 33333333.33333333 | 50
xf_3368_to_3370_2 | 0.0 | Yg | [1.21e-007 1.21e-007 1.21e-007] | [3.851549622823868e-010 3.851549622823868e-010 3.851549622823868e-010] | [64302.38623099457000 64302.38623099457000 64302.38623099457000] | Yg | [0.05664172967815428 0.05664172967815428 0.05664172967815428] | [0.005952956650555886 0.005952956650555886 0.005952956650555886] | [19052.55888325765000 19052.55888325765000 19052.55888325765000] | [121000000 121000000 121000000] | [385154.9622823868 385154.9622823868 385154.9622823868] | [0 0 0 0] | [0 0 0 0] | [0 0 0 0] | [0 0 0 0] | [0 0 0 0] | [0 0 0 0] | 63508.52961085884 | 19052.55888325765 | 33333333.33333333 | 50
xf_3369_to_3370_1 | 0.0 | Yg | [1.21e-007 1.21e-007 1.21e-007] | [3.851549622823868e-010 3.851549622823868e-010 3.851549622823868e-010] | [64302.38623099457000 64302.38623099457000 64302.38623099457000] | Yg | [0.0574269307926777 0.0574269307926777 0.0574269307926777] | [0.00579724984286826 0.00579724984286826 0.00579724984286826] | [19052.55888325765000 19052.55888325765000 19052.55888325765000] | [121000000 121000000 121000000] | [385154.9622823868 385154.9622823868 385154.9622823868] | [0 0 0 0] | [0 0 0 0] | [0 0 0 0] | [0 0 0 0] | [0 0 0 0] | [0 0 0 0] | 63508.52961085884 | 19052.55888325765 | 33333333.33333333 | 50
xf_3378_to_3380_1 | 0.0 | Yg | [1.21e-007 1.21e-007 1.21e-007] | [3.851549622823868e-010 3.851549622823868e-010 3.851549622823868e-010] | [57951.53326990869000 57951.53326990869000 57951.53326990869000] | Yg | [0.03052124853746623 0.03052124853746623 0.03052124853746623] | [0.002060787787879052 0.002060787787879052 0.002060787787879052] | [6350.852961085884000 6350.852961085884000 6350.852961085884000] | [121000000 121000000 121000000] | [385154.9622823868 385154.9622823868 385154.9622823868] | [0 0 0 0] | [0 0 0 0] | [0 0 0 0] | [0 0 0 0] | [0 0 0 0] | [0 0 0 0] | 63508.52961085884 | 6350.852961085884 | 33333333.33333333 | 50
xf_3378_to_3381_2 | 0.0 | Yg | [1.21e-007 1.21e-007 1.21e-007] | [3.851549622823868e-010 3.851549622823868e-010 3.851549622823868e-010] | [57157.67664977295000 57157.67664977295000 57157.67664977295000] | Yg | [0.02960331841572697 0.02960331841572697 0.02960331841572697] | [0.002067524152862623 0.002067524152862623 0.002067524152862623] | [6350.852961085884000 6350.852961085884000 6350.852961085884000] | [121000000 121000000 121000000] | [385154.9622823868 385154.9622823868 385154.9622823868] | [0 0 0 0] | [0 0 0 0] | [0 0 0 0] | [0 0 0 0] | [0 0 0 0] | [0 0 0 0] | 63508.52961085884 | 6350.852961085884 | 33333333.33333333 | 50
xf_3382_to_3383_1 | 0.0 | Yg | [1.21e-007 1.21e-007 1.21e-007] | [3.851549622823868e-010 3.851549622823868e-010 3.851549622823868e-010] | [62787.07271447948000 62787.07271447948000 62787.07271447948000] | Yg | [0.1091489131411694 0.1091489131411694 0.1091489131411694] | [0.006914805132439089 0.006914805132439089 0.006914805132439089] | [19052.55888325765000 19052.55888325765000 19052.55888325765000] | [121000000 121000000 121000000] | [385154.9622823868 385154.9622823868 385154.9622823868] | [0 0 0 0] | [0 0 0 0] | [0 0 0 0] | [0 0 0 0] | [0 0 0 0] | [0 0 0 0] | 63508.52961085884 | 19052.55888325765 | 33333333.33333333 | 50
xf_3382_to_3383_2 | 0.0 | Yg | [1.21e-007 1.21e-007 1.21e-007] | [3.851549622823868e-010 3.851549622823868e-010 3.851549622823868e-010] | [62787.07271447948000 62787.07271447948000 62787.07271447948000] | Yg | [0.1045938632308679 0.1045938632308679 0.1045938632308679] | [0.005733526747121168 0.005733526747121168 0.005733526747121168] | [19052.55888325765000 19052.55888325765000 19052.55888325765000] | [121000000 121000000 121000000] | [385154.9622823868 385154.9622823868 385154.9622823868] | [0 0 0 0] | [0 0 0 0] | [0 0 0 0] | [0 0 0 0] | [0 0 0 0] | [0 0 0 0] | 63508.52961085884 | 19052.55888325765 | 33333333.33333333 | 50
xf_3382_to_3383_3 | 0.0 | Yg | [1.21e-007 1.21e-007 1.21e-007] | [3.851549622823868e-010 3.851549622823868e-010 3.851549622823868e-010] | [64229.98650723819000 64229.98650723819000 64229.98650723819000] | Yg | [0.1020472415204395 0.1020472415204395 0.1020472415204395] | [0.006973044930750427 0.006973044930750427 0.006973044930750427] | [19052.55888325765000 19052.55888325765000 19052.55888325765000] | [121000000 121000000 121000000] | [385154.9622823868 385154.9622823868 385154.9622823868] | [0 0 0 0] | [0 0 0 0] | [0 0 0 0] | [0 0 0 0] | [0 0 0 0] | [0 0 0 0] | 63508.52961085884 | 19052.55888325765 | 33333333.33333333 | 50
xf_3382_to_3383_4 | 0.0 | Yg | [1.21e-007 1.21e-007 1.21e-007] | [3.851549622823868e-010 3.851549622823868e-010 3.851549622823868e-010] | [62714.67299072311000 62714.67299072311000 62714.67299072311000] | Yg | [0.05345032354004824 0.05345032354004824 0.05345032354004824] | [0.005740789664613679 0.005740789664613679 0.005740789664613679] | [19052.55888325765000 19052.55888325765000 19052.55888325765000] | [121000000 121000000 121000000] | [385154.9622823868 385154.9622823868 385154.9622823868] | [0 0 0 0] | [0 0 0 0] | [0 0 0 0] | [0 0 0 0] | [0 0 0 0] | [0 0 0 0] | 63508.52961085884 | 19052.55888325765 | 33333333.33333333 | 50
xf_3385_to_3446_1 | 0.0 | Yg | [1.21e-007 1.21e-007 1.21e-007] | [3.851549622823868e-010 3.851549622823868e-010 3.851549622823868e-010] | [63508.52961085884000 63508.52961085884000 63508.52961085884000] | Yg | [0.02344903712328521 0.02344903712328521 0.02344903712328521] | [0.002193661042101469 0.002193661042101469 0.002193661042101469] | [6350.852961085884000 6350.852961085884000 6350.852961085884000] | [121000000 121000000 121000000] | [385154.9622823868 385154.9622823868 385154.9622823868] | [0 0 0 0] | [0 0 0 0] | [0 0 0 0] | [0 0 0 0] | [0 0 0 0] | [0 0 0 0] | 63508.52961085884 | 6350.852961085884 | 33333333.33333333 | 50
xf_3386_to_3387_3 | 0.0 | Yg | [1.21e-007 1.21e-007 1.21e-007] | [3.851549622823868e-010 3.851549622823868e-010 3.851549622823868e-010] | [63508.52961085884000 63508.52961085884000 63508.52961085884000] | Yg | [0.0128463648251492 0.0128463648251492 0.0128463648251492] | [0.002118315872637606 0.002118315872637606 0.002118315872637606] | [6350.852961085884000 6350.852961085884000 6350.852961085884000] | [121000000 121000000 121000000] | [385154.9622823868 385154.9622823868 385154.9622823868] | [0 0 0 0] | [0 0 0 0] | [0 0 0 0] | [0 0 0 0] | [0 0 0 0] | [0 0 0 0] | 63508.52961085884 | 6350.852961085884 | 33333333.33333333 | 50
xf_3386_to_3388_1 | 0.0 | Yg | [1.21e-007 1.21e-007 1.21e-007] | [3.851549622823868e-010 3.851549622823868e-010 3.851549622823868e-010] | [64302.38623099457000 64302.38623099457000 64302.38623099457000] | Yg | [0.01261551335760983 0.01261551335760983 0.01261551335760983] | [0.002096342414952337 0.002096342414952337 0.002096342414952337] | [6350.852961085884000 6350.852961085884000 6350.852961085884000] | [121000000 121000000 121000000] | [385154.9622823868 385154.9622823868 385154.9622823868] | [0 0 0 0] | [0 0 0 0] | [0 0 0 0] | [0 0 0 0] | [0 0 0 0] | [0 0 0 0] | 63508.52961085884 | 6350.852961085884 | 33333333.33333333 | 50
xf_3386_to_3389_2 | 0.0 | Yg | [1.21e-007 1.21e-007 1.21e-007] | [3.851549622823868e-010 3.851549622823868e-010 3.851549622823868e-010] | [65890.09947126604000 65890.09947126604000 65890.09947126604000] | Yg | [0.01303313133344963 0.01303313133344963 0.01303313133344963] | [0.00205676489182543 0.00205676489182543 0.00205676489182543] | [6350.852961085884000 6350.852961085884000 6350.852961085884000] | [121000000 121000000 121000000] | [385154.9622823868 385154.9622823868 385154.9622823868] | [0 0 0 0] | [0 0 0 0] | [0 0 0 0] | [0 0 0 0] | [0 0 0 0] | [0 0 0 0] | 63508.52961085884 | 6350.852961085884 | 33333333.33333333 | 50
xf_3390_to_3392_2 | 0.0 | Yg | [1.21e-007 1.21e-007 1.21e-007] | [3.851549622823868e-010 3.851549622823868e-010 3.851549622823868e-010] | [61920.81637058737000 61920.81637058737000 61920.81637058737000] | Yg | [0.0987526105929885 0.0987526105929885 0.0987526105929885] | [0.006235112894991952 0.006235112894991952 0.006235112894991952] | [19052.55888325765000 19052.55888325765000 19052.55888325765000] | [121000000 121000000 121000000] | [385154.9622823868 385154.9622823868 385154.9622823868] | [0 0 0 0] | [0 0 0 0] | [0 0 0 0] | [0 0 0 0] | [0 0 0 0] | [0 0 0 0] | 63508.52961085884 | 19052.55888325765 | 33333333.33333333 | 50
xf_3391_to_3392_1 | 0.0 | Yg | [1.21e-007 1.21e-007 1.21e-007] | [3.851549622823868e-010 3.851549622823868e-010 3.851549622823868e-010] | [61920.81637058737000 61920.81637058737000 61920.81637058737000] | Yg | [0.1059549181919422 0.1059549181919422 0.1059549181919422] | [0.006171328067532197 0.006171328067532197 0.006171328067532197] | [19052.55888325765000 19052.55888325765000 19052.55888325765000] | [121000000 121000000 121000000] | [385154.9622823868 385154.9622823868 385154.9622823868] | [0 0 0 0] | [0 0 0 0] | [0 0 0 0] | [0 0 0 0] | [0 0 0 0] | [0 0 0 0] | 63508.52961085884 | 19052.55888325765 | 33333333.33333333 | 50
xf_3393_to_3394_1 | 0.0 | Yg | [1.21e-007 1.21e-007 1.21e-007] | [3.851549622823868e-010 3.851549622823868e-010 3.851549622823868e-010] | [64302.38623099457000 64302.38623099457000 64302.38623099457000] | Yg | [0.05524375512919541 0.05524375512919541 0.05524375512919541] | [0.005488047195413757 0.005488047195413757 0.005488047195413757] | [19052.55888325765000 19052.55888325765000 19052.55888325765000] | [121000000 121000000 121000000] | [385154.9622823868 385154.9622823868 385154.9622823868] | [0 0 0 0] | [0 0 0 0] | [0 0 0 0] | [0 0 0 0] | [0 0 0 0] | [0 0 0 0] | 63508.52961085884 | 19052.55888325765 | 33333333.33333333 | 50
xf_3393_to_3394_2 | 0.0 | Yg | [1.21e-007 1.21e-007 1.21e-007] | [3.851549622823868e-010 3.851549622823868e-010 3.851549622823868e-010] | [64302.38623099457000 64302.38623099457000 64302.38623099457000] | Yg | [0.05151502223202572 0.05151502223202572 0.05151502223202572] | [0.00552152845552401 0.00552152845552401 0.00552152845552401] | [19052.55888325765000 19052.55888325765000 19052.55888325765000] | [121000000 121000000 121000000] | [385154.9622823868 385154.9622823868 385154.9622823868] | [0 0 0 0] | [0 0 0 0] | [0 0 0 0] | [0 0 0 0] | [0 0 0 0] | [0 0 0 0] | 63508.52961085884 | 19052.55888325765 | 33333333.33333333 | 50
xf_3395_to_3396_1 | 0.0 | Yg | [1.21e-007 1.21e-007 1.21e-007] | [3.851549622823868e-010 3.851549622823868e-010 3.851549622823868e-010] | [65890.09947126604000 65890.09947126604000 65890.09947126604000] | Yg | [0.09028615081583705 0.09028615081583705 0.09028615081583705] | [0.006113218572396779 0.006113218572396779 0.006113218572396779] | [19052.55888325765000 19052.55888325765000 19052.55888325765000] | [121000000 121000000 121000000] | [385154.9622823868 385154.9622823868 385154.9622823868] | [0 0 0 0] | [0 0 0 0] | [0 0 0 0] | [0 0 0 0] | [0 0 0 0] | [0 0 0 0] | 63508.52961085884 | 19052.55888325765 | 33333333.33333333 | 50
xf_3395_to_3396_2 | 0.0 | Yg | [1.21e-007 1.21e-007 1.21e-007] | [3.851549622823868e-010 3.851549622823868e-010 3.851549622823868e-010] | [65890.09947126604000 65890.09947126604000 65890.09947126604000] | Yg | [0.09045852137492222 0.09045852137492222 0.09045852137492222] | [0.006035090954249267 0.006035090954249267 0.006035090954249267] | [19052.55888325765000 19052.55888325765000 19052.55888325765000] | [121000000 121000000 121000000] | [385154.9622823868 385154.9622823868 385154.9622823868] | [0 0 0 0] | [0 0 0 0] | [0 0 0 0] | [0 0 0 0] | [0 0 0 0] | [0 0 0 0] | 63508.52961085884 | 19052.55888325765 | 33333333.33333333 | 50
xf_3395_to_3396_3 | 0.0 | Yg | [1.21e-007 1.21e-007 1.21e-007] | [3.851549622823868e-010 3.851549622823868e-010 3.851549622823868e-010] | [65672.90029999691000 65672.90029999691000 65672.90029999691000] | Yg | [0.1663005208574835 0.1663005208574835 0.1663005208574835] | [0.01058626811080039 0.01058626811080039 0.01058626811080039] | [19052.55888325765000 19052.55888325765000 19052.55888325765000] | [121000000 121000000 121000000] | [385154.9622823868 385154.9622823868 385154.9622823868] | [0 0 0 0] | [0 0 0 0] | [0 0 0 0] | [0 0 0 0] | [0 0 0 0] | [0 0 0 0] | 63508.52961085884 | 19052.55888325765 | 33333333.33333333 | 50
xf_3397_to_3398_1 | 0.0 | Yg | [1.21e-007 1.21e-007 1.21e-007] | [3.851549622823868e-010 3.851549622823868e-010 3.851549622823868e-010] | [64302.38623099457000 64302.38623099457000 64302.38623099457000] | Yg | [0.01610688344457565 0.01610688344457565 0.01610688344457565] | [0.002154328321777249 0.002154328321777249 0.002154328321777249] | [6350.852961085884000 6350.852961085884000 6350.852961085884000] | [121000000 121000000 121000000] | [385154.9622823868 385154.9622823868 385154.9622823868] | [0 0 0 0] | [0 0 0 0] | [0 0 0 0] | [0 0 0 0] | [0 0 0 0] | [0 0 0 0] | 63508.52961085884 | 6350.852961085884 | 33333333.33333333 | 50
xf_3397_to_3399_2 | 0.0 | Yg | [1.21e-007 1.21e-007 1.21e-007] | [3.851549622823868e-010 3.851549622823868e-010 3.851549622823868e-010] | [64302.38623099457000 64302.38623099457000 64302.38623099457000] | Yg | [0.01624006958680224 0.01624006958680224 0.01624006958680224] | [0.002203162078560237 0.002203162078560237 0.002203162078560237] | [6350.852961085884000 6350.852961085884000 6350.852961085884000] | [121000000 121000000 121000000] | [385154.9622823868 385154.9622823868 385154.9622823868] | [0 0 0 0] | [0 0 0 0] | [0 0 0 0] | [0 0 0 0] | [0 0 0 0] | [0 0 0 0] | 63508.52961085884 | 6350.852961085884 | 33333333.33333333 | 50
xf_3397_to_3400_3 | 0.0 | Yg | [1.21e-007 1.21e-007 1.21e-007] | [3.851549622823868e-010 3.851549622823868e-010 3.851549622823868e-010] | [61126.95975045163000 61126.95975045163000 61126.95975045163000] | Yg | [0.01219679631331187 0.01219679631331187 0.01219679631331187] | [0.002199078147630041 0.002199078147630041 0.002199078147630041] | [6350.852961085884000 6350.852961085884000 6350.852961085884000] | [121000000 121000000 121000000] | [385154.9622823868 385154.9622823868 385154.9622823868] | [0 0 0 0] | [0 0 0 0] | [0 0 0 0] | [0 0 0 0] | [0 0 0 0] | [0 0 0 0] | 63508.52961085884 | 6350.852961085884 | 33333333.33333333 | 50
xf_3402_to_3403_1 | 0.0 | Yg | [1.21e-007 1.21e-007 1.21e-007] | [3.851549622823868e-010 3.851549622823868e-010 3.851549622823868e-010] | [64302.38623099457000 64302.38623099457000 64302.38623099457000] | Yg | [0.04266496918027384 0.04266496918027384 0.04266496918027384] | [0.004462468624594918 0.004462468624594918 0.004462468624594918] | [19052.55888325765000 19052.55888325765000 19052.55888325765000] | [121000000 121000000 121000000] | [385154.9622823868 385154.9622823868 385154.9622823868] | [0 0 0 0] | [0 0 0 0] | [0 0 0 0] | [0 0 0 0] | [0 0 0 0] | [0 0 0 0] | 63508.52961085884 | 19052.55888325765 | 33333333.33333333 | 50
xf_3402_to_3403_2 | 0.0 | Yg | [1.21e-007 1.21e-007 1.21e-007] | [3.851549622823868e-010 3.851549622823868e-010 3.851549622823868e-010] | [64302.38623099457000 64302.38623099457000 64302.38623099457000] | Yg | [0.04335263947294393 0.04335263947294393 0.04335263947294393] | [0.004436145681535344 0.004436145681535344 0.004436145681535344] | [19052.55888325765000 19052.55888325765000 19052.55888325765000] | [121000000 121000000 121000000] | [385154.9622823868 385154.9622823868 385154.9622823868] | [0 0 0 0] | [0 0 0 0] | [0 0 0 0] | [0 0 0 0] | [0 0 0 0] | [0 0 0 0] | 63508.52961085884 | 19052.55888325765 | 33333333.33333333 | 50
xf_3408_to_3409_1 | 0.0 | Yg | [1.21e-007 1.21e-007 1.21e-007] | [3.851549622823868e-010 3.851549622823868e-010 3.851549622823868e-010] | [62714.67299072311000 62714.67299072311000 62714.67299072311000] | Yg | [0.01322723766574082 0.01322723766574082 0.01322723766574082] | [0.002122365571995492 0.002122365571995492 0.002122365571995492] | [6350.852961085884000 6350.852961085884000 6350.852961085884000] | [121000000 121000000 121000000] | [385154.9622823868 385154.9622823868 385154.9622823868] | [0 0 0 0] | [0 0 0 0] | [0 0 0 0] | [0 0 0 0] | [0 0 0 0] | [0 0 0 0] | 63508.52961085884 | 6350.852961085884 | 33333333.33333333 | 50
xf_3408_to_3410_2 | 0.0 | Yg | [1.21e-007 1.21e-007 1.21e-007] | [3.851549622823868e-010 3.851549622823868e-010 3.851549622823868e-010] | [63508.52961085884000 63508.52961085884000 63508.52961085884000] | Yg | [0.01237209700491368 0.01237209700491368 0.01237209700491368] | [0.002060952718895165 0.002060952718895165 0.002060952718895165] | [6350.852961085884000 6350.852961085884000 6350.852961085884000] | [121000000 121000000 121000000] | [385154.9622823868 385154.9622823868 385154.9622823868] | [0 0 0 0] | [0 0 0 0] | [0 0 0 0] | [0 0 0 0] | [0 0 0 0] | [0 0 0 0] | 63508.52961085884 | 6350.852961085884 | 33333333.33333333 | 50
xf_3432_to_3433_1 | 0.0 | Yg | [1.7424e-007 1.7424e-007 1.7424e-007] | [5.54623145686637e-010 5.54623145686637e-010 5.54623145686637e-010] | [76210.2355330306000 76210.2355330306000 76210.2355330306000] | Yg | [0.01948888165341085 0.01948888165341085 0.01948888165341085] | [0.001068668150934403 0.001068668150934403 0.001068668150934403] | [3810.511776651531000 3810.511776651531000 3810.511776651531000] | [174240000 174240000 174240000] | [554623.1456866369 554623.1456866369 554623.1456866369] | [0 0 0 0] | [0 0 0 0] | [0 0 0 0] | [0 0 0 0] | [0 0 0 0] | [0 0 0 0] | 76210.2355330306 | 3810.51177665153 | 33333333.33333333 | 50
xf_3470_to_3543_2 | 0.0 | Yg | [1.21e-007 1.21e-007 1.21e-007] | [3.851549622823868e-010 3.851549622823868e-010 3.851549622823868e-010] | [63508.52961085884000 63508.52961085884000 63508.52961085884000] | Yg | [1.134316636062731 1.134316636062731 1.134316636062731] | [0.1741978262898277 0.1741978262898277 0.1741978262898277] | [158771.3240271471000 158771.3240271471000 158771.3240271471000] | [121000000 121000000 121000000] | [385154.9622823868 385154.9622823868 385154.9622823868] | [0 0 0 0] | [0 0 0 0] | [0 0 0 0] | [0 0 0 0] | [0 0 0 0] | [0 0 0 0] | 63508.52961085884 | 158771.3240271471 | 33333333.33333333 | 50
xf_3470_to_3543_3 | 0.0 | Yg | [1.21e-007 1.21e-007 1.21e-007] | [3.851549622823868e-010 3.851549622823868e-010 3.851549622823868e-010] | [63508.52961085884000 63508.52961085884000 63508.52961085884000] | Yg | [0.5563525943769347 0.5563525943769347 0.5563525943769347] | [0.1219227184009959 0.1219227184009959 0.1219227184009959] | [158771.3240271471000 158771.3240271471000 158771.3240271471000] | [121000000 121000000 121000000] | [385154.9622823868 385154.9622823868 385154.9622823868] | [0 0 0 0] | [0 0 0 0] | [0 0 0 0] | [0 0 0 0] | [0 0 0 0] | [0 0 0 0] | 63508.52961085884 | 158771.3240271471 | 33333333.33333333 | 50
xf_3471_to_3472_5 | 0.0 | Yg | [1.21e-007 1.21e-007 1.21e-007] | [3.851549622823868e-010 3.851549622823868e-010 3.851549622823868e-010] | [65096.2428511303000 65096.2428511303000 65096.2428511303000] | Yg | [0.05416649623288306 0.05416649623288306 0.05416649623288306] | [0.005605266637183906 0.005605266637183906 0.005605266637183906] | [19052.55888325765000 19052.55888325765000 19052.55888325765000] | [121000000 121000000 121000000] | [385154.9622823868 385154.9622823868 385154.9622823868] | [0 0 0 0] | [0 0 0 0] | [0 0 0 0] | [0 0 0 0] | [0 0 0 0] | [0 0 0 0] | 63508.52961085884 | 19052.55888325765 | 33333333.33333333 | 50
xf_3471_to_3472_6 | 0.0 | Yg | [1.21e-007 1.21e-007 1.21e-007] | [3.851549622823868e-010 3.851549622823868e-010 3.851549622823868e-010] | [65096.2428511303000 65096.2428511303000 65096.2428511303000] | Yg | [0.0541310658013678 0.0541310658013678 0.0541310658013678] | [0.005679290897952347 0.005679290897952347 0.005679290897952347] | [19052.55888325765000 19052.55888325765000 19052.55888325765000] | [121000000 121000000 121000000] | [385154.9622823868 385154.9622823868 385154.9622823868] | [0 0 0 0] | [0 0 0 0] | [0 0 0 0] | [0 0 0 0] | [0 0 0 0] | [0 0 0 0] | 63508.52961085884 | 19052.55888325765 | 33333333.33333333 | 50
xf_3471_to_3472_7 | 0.0 | Yg | [1.21e-007 1.21e-007 1.21e-007] | [3.851549622823868e-010 3.851549622823868e-010 3.851549622823868e-010] | [65096.2428511303000 65096.2428511303000 65096.2428511303000] | Yg | [0.04456328936444009 0.04456328936444009 0.04456328936444009] | [0.005004730796393949 0.005004730796393949 0.005004730796393949] | [19052.55888325765000 19052.55888325765000 19052.55888325765000] | [121000000 121000000 121000000] | [385154.9622823868 385154.9622823868 385154.9622823868] | [0 0 0 0] | [0 0 0 0] | [0 0 0 0] | [0 0 0 0] | [0 0 0 0] | [0 0 0 0] | 63508.52961085884 | 19052.55888325765 | 33333333.33333333 | 50
xf_3471_to_3545_1 | 0.0 | Yg | [1.21e-007 1.21e-007 1.21e-007] | [3.851549622823868e-010 3.851549622823868e-010 3.851549622823868e-010] | [63508.52961085884000 63508.52961085884000 63508.52961085884000] | Yg | [1.192091981837061 1.192091981837061 1.192091981837061] | [0.177113237343426 0.177113237343426 0.177113237343426] | [158771.3240271471000 158771.3240271471000 158771.3240271471000] | [121000000 121000000 121000000] | [385154.9622823868 385154.9622823868 385154.9622823868] | [0 0 0 0] | [0 0 0 0] | [0 0 0 0] | [0 0 0 0] | [0 0 0 0] | [0 0 0 0] | 63508.52961085884 | 158771.3240271471 | 33333333.33333333 | 50
xf_3471_to_3545_2 | 0.0 | Yg | [1.21e-007 1.21e-007 1.21e-007] | [3.851549622823868e-010 3.851549622823868e-010 3.851549622823868e-010] | [63508.52961085884000 63508.52961085884000 63508.52961085884000] | Yg | [1.148339767623592 1.148339767623592 1.148339767623592] | [0.1736205292354687 0.1736205292354687 0.1736205292354687] | [158771.3240271471000 158771.3240271471000 158771.3240271471000] | [121000000 121000000 121000000] | [385154.9622823868 385154.9622823868 385154.9622823868] | [0 0 0 0] | [0 0 0 0] | [0 0 0 0] | [0 0 0 0] | [0 0 0 0] | [0 0 0 0] | 63508.52961085884 | 158771.3240271471 | 33333333.33333333 | 50
xf_3471_to_3545_3 | 0.0 | Yg | [1.21e-007 1.21e-007 1.21e-007] | [3.851549622823868e-010 3.851549622823868e-010 3.851549622823868e-010] | [63508.52961085884000 63508.52961085884000 63508.52961085884000] | Yg | [0.5295220151228422 0.5295220151228422 0.5295220151228422] | [0.1162030234915277 0.1162030234915277 0.1162030234915277] | [158771.3240271471000 158771.3240271471000 158771.3240271471000] | [121000000 121000000 121000000] | [385154.9622823868 385154.9622823868 385154.9622823868] | [0 0 0 0] | [0 0 0 0] | [0 0 0 0] | [0 0 0 0] | [0 0 0 0] | [0 0 0 0] | 63508.52961085884 | 158771.3240271471 | 33333333.33333333 | 50
xf_3471_to_3545_4 | 0.0 | Yg | [1.21e-007 1.21e-007 1.21e-007] | [3.851549622823868e-010 3.851549622823868e-010 3.851549622823868e-010] | [63508.52961085884000 63508.52961085884000 63508.52961085884000] | Yg | [0.5545033351420978 0.5545033351420978 0.5545033351420978] | [0.1142039506696293 0.1142039506696293 0.1142039506696293] | [158771.3240271471000 158771.3240271471000 158771.3240271471000] | [121000000 121000000 121000000] | [385154.9622823868 385154.9622823868 385154.9622823868] | [0 0 0 0] | [0 0 0 0] | [0 0 0 0] | [0 0 0 0] | [0 0 0 0] | [0 0 0 0] | 63508.52961085884 | 158771.3240271471 | 33333333.33333333 | 50
xf_3473_to_3474_1 | 0.0 | Yg | [1.21e-007 1.21e-007 1.21e-007] | [3.851549622823868e-010 3.851549622823868e-010 3.851549622823868e-010] | [64302.38623099457000 64302.38623099457000 64302.38623099457000] | Yg | [0.04762092159007899 0.04762092159007899 0.04762092159007899] | [0.005415604635441024 0.005415604635441024 0.005415604635441024] | [19052.55888325765000 19052.55888325765000 19052.55888325765000] | [121000000 121000000 121000000] | [385154.9622823868 385154.9622823868 385154.9622823868] | [0 0 0 0] | [0 0 0 0] | [0 0 0 0] | [0 0 0 0] | [0 0 0 0] | [0 0 0 0] | 63508.52961085884 | 19052.55888325765 | 33333333.33333333 | 50
xf_3473_to_3546_2 | 0.0 | Yg | [1.21e-007 1.21e-007 1.21e-007] | [3.851549622823868e-010 3.851549622823868e-010 3.851549622823868e-010] | [63681.73469161572000 63681.73469161572000 63681.73469161572000] | Yg | [0.986484393571745 0.986484393571745 0.986484393571745] | [0.1801842483808222 0.1801842483808222 0.1801842483808222] | [158771.3240271471000 158771.3240271471000 158771.3240271471000] | [121000000 121000000 121000000] | [385154.9622823868 385154.9622823868 385154.9622823868] | [0 0 0 0] | [0 0 0 0] | [0 0 0 0] | [0 0 0 0] | [0 0 0 0] | [0 0 0 0] | 63508.52961085884 | 158771.3240271471 | 33333333.33333333 | 50
xf_3473_to_3546_3 | 0.0 | Yg | [1.21e-007 1.21e-007 1.21e-007] | [3.851549622823868e-010 3.851549622823868e-010 3.851549622823868e-010] | [63681.73469161572000 63681.73469161572000 63681.73469161572000] | Yg | [0.8388522396425063 0.8388522396425063 0.8388522396425063] | [0.1786479359097996 0.1786479359097996 0.1786479359097996] | [158771.3240271471000 158771.3240271471000 158771.3240271471000] | [121000000 121000000 121000000] | [385154.9622823868 385154.9622823868 385154.9622823868] | [0 0 0 0] | [0 0 0 0] | [0 0 0 0] | [0 0 0 0] | [0 0 0 0] | [0 0 0 0] | 63508.52961085884 | 158771.3240271471 | 33333333.33333333 | 50
xf_3473_to_3546_4 | 0.0 | Yg | [1.21e-007 1.21e-007 1.21e-007] | [3.851549622823868e-010 3.851549622823868e-010 3.851549622823868e-010] | [63681.73469161572000 63681.73469161572000 63681.73469161572000] | Yg | [1.299123274704839 1.299123274704839 1.299123274704839] | [0.1817822019363572 0.1817822019363572 0.1817822019363572] | [158771.3240271471000 158771.3240271471000 158771.3240271471000] | [121000000 121000000 121000000] | [385154.9622823868 385154.9622823868 385154.9622823868] | [0 0 0 0] | [0 0 0 0] | [0 0 0 0] | [0 0 0 0] | [0 0 0 0] | [0 0 0 0] | 63508.52961085884 | 158771.3240271471 | 33333333.33333333 | 50
xf_3475_to_3547_1 | 0.0 | Yg | [1.7424e-007 1.7424e-007 1.7424e-007] | [5.54623145686637e-010 5.54623145686637e-010 5.54623145686637e-010] | [74304.97964470483000 74304.97964470483000 74304.97964470483000] | Yg | [0.7020345345796869 0.7020345345796869 0.7020345345796869] | [0.09275449490210537 0.09275449490210537 0.09275449490210537] | [158771.3240271471000 158771.3240271471000 158771.3240271471000] | [174240000 174240000 174240000] | [554623.1456866369 554623.1456866369 554623.1456866369] | [0 0 0 0] | [0 0 0 0] | [0 0 0 0] | [0 0 0 0] | [0 0 0 0] | [0 0 0 0] | 76210.2355330306 | 158771.3240271471 | 33333333.33333333 | 50
xf_3475_to_3547_2 | 0.0 | Yg | [1.7424e-007 1.7424e-007 1.7424e-007] | [5.54623145686637e-010 5.54623145686637e-010 5.54623145686637e-010] | [74304.97964470483000 74304.97964470483000 74304.97964470483000] | Yg | [0.6742977152183185 0.6742977152183185 0.6742977152183185] | [0.0893893118405993 0.0893893118405993 0.0893893118405993] | [158771.3240271471000 158771.3240271471000 158771.3240271471000] | [174240000 174240000 174240000] | [554623.1456866369 554623.1456866369 554623.1456866369] | [0 0 0 0] | [0 0 0 0] | [0 0 0 0] | [0 0 0 0] | [0 0 0 0] | [0 0 0 0] | 76210.2355330306 | 158771.3240271471 | 33333333.33333333 | 50
xf_3476_to_3549_1 | 0.0 | Yg | [1.7424e-007 1.7424e-007 1.7424e-007] | [5.54623145686637e-010 5.54623145686637e-010 5.54623145686637e-010] | [74304.97964470483000 74304.97964470483000 74304.97964470483000] | Yg | [0.7900208170088905 0.7900208170088905 0.7900208170088905] | [0.1292332690927322 0.1292332690927322 0.1292332690927322] | [158771.3240271471000 158771.3240271471000 158771.3240271471000] | [174240000 174240000 174240000] | [554623.1456866369 554623.1456866369 554623.1456866369] | [0 0 0 0] | [0 0 0 0] | [0 0 0 0] | [0 0 0 0] | [0 0 0 0] | [0 0 0 0] | 76210.2355330306 | 158771.3240271471 | 33333333.33333333 | 50
xf_3476_to_3549_2 | 0.0 | Yg | [1.7424e-007 1.7424e-007 1.7424e-007] | [5.54623145686637e-010 5.54623145686637e-010 5.54623145686637e-010] | [74304.97964470483000 74304.97964470483000 74304.97964470483000] | Yg | [0.8337963099814405 0.8337963099814405 0.8337963099814405] | [0.1302950825345531 0.1302950825345531 0.1302950825345531] | [158771.3240271471000 158771.3240271471000 158771.3240271471000] | [174240000 174240000 174240000] | [554623.1456866369 554623.1456866369 554623.1456866369] | [0 0 0 0] | [0 0 0 0] | [0 0 0 0] | [0 0 0 0] | [0 0 0 0] | [0 0 0 0] | 76210.2355330306 | 158771.3240271471 | 33333333.33333333 | 50
xf_3477_to_3554_2 | 0.0 | Yg | [1.7424e-007 1.7424e-007 1.7424e-007] | [5.54623145686637e-010 5.54623145686637e-010 5.54623145686637e-010] | [77370.91742019867000 77370.91742019867000 77370.91742019867000] | Yg | [0.398499167621846 0.398499167621846 0.398499167621846] | [0.07219429489916303 0.07219429489916303 0.07219429489916303] | [158771.3240271471000 158771.3240271471000 158771.3240271471000] | [174240000 174240000 174240000] | [554623.1456866369 554623.1456866369 554623.1456866369] | [0 0 0 0] | [0 0 0 0] | [0 0 0 0] | [0 0 0 0] | [0 0 0 0] | [0 0 0 0] | 76210.2355330306 | 158771.3240271471 | 33333333.33333333 | 50
xf_3477_to_3555_1 | 0.0 | Yg | [1.7424e-007 1.7424e-007 1.7424e-007] | [5.54623145686637e-010 5.54623145686637e-010 5.54623145686637e-010] | [77370.91742019867000 77370.91742019867000 77370.91742019867000] | Yg | [0.3768133732928777 0.3768133732928777 0.3768133732928777] | [0.06925422707425111 0.06925422707425111 0.06925422707425111] | [158771.3240271471000 158771.3240271471000 158771.3240271471000] | [174240000 174240000 174240000] | [554623.1456866369 554623.1456866369 554623.1456866369] | [0 0 0 0] | [0 0 0 0] | [0 0 0 0] | [0 0 0 0] | [0 0 0 0] | [0 0 0 0] | 76210.2355330306 | 158771.3240271471 | 33333333.33333333 | 50
xf_3479_to_3556_1 | 0.0 | Yg | [1.7424e-007 1.7424e-007 1.7424e-007] | [5.54623145686637e-010 5.54623145686637e-010 5.54623145686637e-010] | [75180.63525097935000 75180.63525097935000 75180.63525097935000] | Yg | [0.5036663173889043 0.5036663173889043 0.5036663173889043] | [0.08815443948078908 0.08815443948078908 0.08815443948078908] | [158771.3240271471000 158771.3240271471000 158771.3240271471000] | [174240000 174240000 174240000] | [554623.1456866369 554623.1456866369 554623.1456866369] | [0 0 0 0] | [0 0 0 0] | [0 0 0 0] | [0 0 0 0] | [0 0 0 0] | [0 0 0 0] | 76210.2355330306 | 158771.3240271471 | 33333333.33333333 | 50
xf_3479_to_3556_2 | 0.0 | Yg | [1.7424e-007 1.7424e-007 1.7424e-007] | [5.54623145686637e-010 5.54623145686637e-010 5.54623145686637e-010] | [75180.63525097935000 75180.63525097935000 75180.63525097935000] | Yg | [0.5246541000543511 0.5246541000543511 0.5246541000543511] | [0.08794407656350181 0.08794407656350181 0.08794407656350181] | [158771.3240271471000 158771.3240271471000 158771.3240271471000] | [174240000 174240000 174240000] | [554623.1456866369 554623.1456866369 554623.1456866369] | [0 0 0 0] | [0 0 0 0] | [0 0 0 0] | [0 0 0 0] | [0 0 0 0] | [0 0 0 0] | 76210.2355330306 | 158771.3240271471 | 33333333.33333333 | 50
xf_3480_to_3479_3 | 0.0 | Yg | [1.21e-007 1.21e-007 1.21e-007] | [3.851549622823868e-010 3.851549622823868e-010 3.851549622823868e-010] | [63508.52961085884000 63508.52961085884000 63508.52961085884000] | Yg | [0.6863915330253834 0.6863915330253834 0.6863915330253834] | [0.04569948537594749 0.04569948537594749 0.04569948537594749] | [76210.2355330306000 76210.2355330306000 76210.2355330306000] | [121000000 121000000 121000000] | [385154.9622823868 385154.9622823868 385154.9622823868] | [0 0 0 0] | [0 0 0 0] | [0 0 0 0] | [0 0 0 0] | [0 0 0 0] | [0 0 0 0] | 63508.52961085884 | 76210.2355330306 | 33333333.33333333 | 50
xf_3481_to_3479_4 | 0.0 | Yg | [1.21e-007 1.21e-007 1.21e-007] | [3.851549622823868e-010 3.851549622823868e-010 3.851549622823868e-010] | [63508.52961085884000 63508.52961085884000 63508.52961085884000] | Yg | [0.6647865720244639 0.6647865720244639 0.6647865720244639] | [0.04409025406587404 0.04409025406587404 0.04409025406587404] | [76210.2355330306000 76210.2355330306000 76210.2355330306000] | [121000000 121000000 121000000] | [385154.9622823868 385154.9622823868 385154.9622823868] | [0 0 0 0] | [0 0 0 0] | [0 0 0 0] | [0 0 0 0] | [0 0 0 0] | [0 0 0 0] | 63508.52961085884 | 76210.2355330306 | 33333333.33333333 | 50
xf_3482_to_3557_1 | 0.0 | Yg | [1.7424e-007 1.7424e-007 1.7424e-007] | [5.54623145686637e-010 5.54623145686637e-010 5.54623145686637e-010] | [75257.60758886771000 75257.60758886771000 75257.60758886771000] | Yg | [1.424663188172238 1.424663188172238 1.424663188172238] | [0.1632116586801101 0.1632116586801101 0.1632116586801101] | [158771.3240271471000 158771.3240271471000 158771.3240271471000] | [174240000 174240000 174240000] | [554623.1456866369 554623.1456866369 554623.1456866369] | [0 0 0 0] | [0 0 0 0] | [0 0 0 0] | [0 0 0 0] | [0 0 0 0] | [0 0 0 0] | 76210.2355330306 | 158771.3240271471 | 33333333.33333333 | 50
xf_3482_to_3557_2 | 0.0 | Yg | [1.7424e-007 1.7424e-007 1.7424e-007] | [5.54623145686637e-010 5.54623145686637e-010 5.54623145686637e-010] | [75257.60758886771000 75257.60758886771000 75257.60758886771000] | Yg | [0.4594850392596183 0.4594850392596183 0.4594850392596183] | [0.1091085381594422 0.1091085381594422 0.1091085381594422] | [158771.3240271471000 158771.3240271471000 158771.3240271471000] | [174240000 174240000 174240000] | [554623.1456866369 554623.1456866369 554623.1456866369] | [0 0 0 0] | [0 0 0 0] | [0 0 0 0] | [0 0 0 0] | [0 0 0 0] | [0 0 0 0] | 76210.2355330306 | 158771.3240271471 | 33333333.33333333 | 50
xf_3483_to_3558_1 | 0.0 | Yg | [1.7424e-007 1.7424e-007 1.7424e-007] | [5.54623145686637e-010 5.54623145686637e-010 5.54623145686637e-010] | [73352.35170054196000 73352.35170054196000 73352.35170054196000] | Yg | [1.153094144139204 1.153094144139204 1.153094144139204] | [0.1575353355275354 0.1575353355275354 0.1575353355275354] | [158771.3240271471000 158771.3240271471000 158771.3240271471000] | [174240000 174240000 174240000] | [554623.1456866369 554623.1456866369 554623.1456866369] | [0 0 0 0] | [0 0 0 0] | [0 0 0 0] | [0 0 0 0] | [0 0 0 0] | [0 0 0 0] | 76210.2355330306 | 158771.3240271471 | 33333333.33333333 | 50
xf_3490_to_3563_2 | 0.0 | Yg | [7.562500000000001e-007 7.562500000000001e-007 7.562500000000001e-007] | [2.407218514264917e-009 2.407218514264917e-009 2.407218514264917e-009] | [158771.3240271471000 158771.3240271471000 158771.3240271471000] | Yg | [0.0537818376387865 0.0537818376387865 0.0537818376387865] | [0.01830928676600212 0.01830928676600212 0.01830928676600212] | [190525.5888325765000 190525.5888325765000 190525.5888325765000] | [756250000 756250000 756250000] | [2407218.514264917 2407218.514264917 2407218.514264917] | [0 0 0 0] | [0 0 0 0] | [0 0 0 0] | [0 0 0 0] | [0 0 0 0] | [0 0 0 0] | 158771.3240271471 | 190525.5888325765 | 33333333.33333333 | 50
xf_3490_to_3564_3 | 0.0 | Yg | [7.562500000000001e-007 7.562500000000001e-007 7.562500000000001e-007] | [2.407218514264917e-009 2.407218514264917e-009 2.407218514264917e-009] | [158771.3240271471000 158771.3240271471000 158771.3240271471000] | Yg | [0.04289757047407893 0.04289757047407893 0.04289757047407893] | [0.01606900639453194 0.01606900639453194 0.01606900639453194] | [190525.5888325765000 190525.5888325765000 190525.5888325765000] | [756250000 756250000 756250000] | [2407218.514264917 2407218.514264917 2407218.514264917] | [0 0 0 0] | [0 0 0 0] | [0 0 0 0] | [0 0 0 0] | [0 0 0 0] | [0 0 0 0] | 158771.3240271471 | 190525.5888325765 | 33333333.33333333 | 50
xf_3491_to_3490_1 | 0.0 | Yg | [1.21e-007 1.21e-007 1.21e-007] | [3.851549622823868e-010 3.851549622823868e-010 3.851549622823868e-010] | [62613.05934334572000 62613.05934334572000 62613.05934334572000] | Yg | [1.039502064373941 1.039502064373941 1.039502064373941] | [0.1749295029736032 0.1749295029736032 0.1749295029736032] | [158771.3240271471000 158771.3240271471000 158771.3240271471000] | [121000000 121000000 121000000] | [385154.9622823868 385154.9622823868 385154.9622823868] | [0 0 0 0] | [0 0 0 0] | [0 0 0 0] | [0 0 0 0] | [0 0 0 0] | [0 0 0 0] | 63508.52961085884 | 158771.3240271471 | 33333333.33333333 | 50
xf_3491_to_3490_4 | 0.0 | Yg | [1.21e-007 1.21e-007 1.21e-007] | [3.851549622823868e-010 3.851549622823868e-010 3.851549622823868e-010] | [62613.15518349041000 62613.15518349041000 62613.15518349041000] | Yg | [1.221285286637023 1.221285286637023 1.221285286637023] | [0.1825341833321798 0.1825341833321798 0.1825341833321798] | [158771.3240271471000 158771.3240271471000 158771.3240271471000] | [121000000 121000000 121000000] | [385154.9622823868 385154.9622823868 385154.9622823868] | [0 0 0 0] | [0 0 0 0] | [0 0 0 0] | [0 0 0 0] | [0 0 0 0] | [0 0 0 0] | 63508.52961085884 | 158771.3240271471 | 33333333.33333333 | 50
xf_3491_to_3490_5 | 0.0 | Yg | [1.21e-007 1.21e-007 1.21e-007] | [3.851549622823868e-010 3.851549622823868e-010 3.851549622823868e-010] | [62613.15518349041000 62613.15518349041000 62613.15518349041000] | Yg | [1.269385323792233 1.269385323792233 1.269385323792233] | [0.1746110415969367 0.1746110415969367 0.1746110415969367] | [158771.3240271471000 158771.3240271471000 158771.3240271471000] | [121000000 121000000 121000000] | [385154.9622823868 385154.9622823868 385154.9622823868] | [0 0 0 0] | [0 0 0 0] | [0 0 0 0] | [0 0 0 0] | [0 0 0 0] | [0 0 0 0] | 63508.52961085884 | 158771.3240271471 | 33333333.33333333 | 50
xf_3492_to_3493_3 | 0.0 | Yg | [1.7424e-007 1.7424e-007 1.7424e-007] | [5.54623145686637e-010 5.54623145686637e-010 5.54623145686637e-010] | [77162.86347719347000 77162.86347719347000 77162.86347719347000] | Yg | [0.2019474546457173 0.2019474546457173 0.2019474546457173] | [0.02489938249326654 0.02489938249326654 0.02489938249326654] | [39837.16857408418000 39837.16857408418000 39837.16857408418000] | [174240000 174240000 174240000] | [554623.1456866369 554623.1456866369 554623.1456866369] | [0 0 0 0] | [0 0 0 0] | [0 0 0 0] | [0 0 0 0] | [0 0 0 0] | [0 0 0 0] | 76210.2355330306 | 38105.1177665153 | 33333333.33333333 | 50
xf_3492_to_3493_4 | 0.0 | Yg | [1.7424e-007 1.7424e-007 1.7424e-007] | [5.54623145686637e-010 5.54623145686637e-010 5.54623145686637e-010] | [77162.86347719347000 77162.86347719347000 77162.86347719347000] | Yg | [0.2190253854806412 0.2190253854806412 0.2190253854806412] | [0.02477373133814932 0.02477373133814932 0.02477373133814932] | [39837.16857408418000 39837.16857408418000 39837.16857408418000] | [174240000 174240000 174240000] | [554623.1456866369 554623.1456866369 554623.1456866369] | [0 0 0 0] | [0 0 0 0] | [0 0 0 0] | [0 0 0 0] | [0 0 0 0] | [0 0 0 0] | 76210.2355330306 | 38105.1177665153 | 33333333.33333333 | 50
xf_3492_to_3493_5 | 0.0 | Yg | [1.7424e-007 1.7424e-007 1.7424e-007] | [5.54623145686637e-010 5.54623145686637e-010 5.54623145686637e-010] | [77162.86347719347000 77162.86347719347000 77162.86347719347000] | Yg | [0.2221115652494719 0.2221115652494719 0.2221115652494719] | [0.02505849980577852 0.02505849980577852 0.02505849980577852] | [39837.16857408418000 39837.16857408418000 39837.16857408418000] | [174240000 174240000 174240000] | [554623.1456866369 554623.1456866369 554623.1456866369] | [0 0 0 0] | [0 0 0 0] | [0 0 0 0] | [0 0 0 0] | [0 0 0 0] | [0 0 0 0] | 76210.2355330306 | 38105.1177665153 | 33333333.33333333 | 50
xf_3496_to_3566_1 | 0.0 | Yg | [1.21e-007 1.21e-007 1.21e-007] | [3.851549622823868e-010 3.851549622823868e-010 3.851549622823868e-010] | [62825.2153600135000 62825.2153600135000 62825.2153600135000] | Yg | [0.6352625415412475 0.6352625415412475 0.6352625415412475] | [0.1249619717347966 0.1249619717347966 0.1249619717347966] | [158771.3240271471000 158771.3240271471000 158771.3240271471000] | [121000000 121000000 121000000] | [385154.9622823868 385154.9622823868 385154.9622823868] | [0 0 0 0] | [0 0 0 0] | [0 0 0 0] | [0 0 0 0] | [0 0 0 0] | [0 0 0 0] | 63508.52961085884 | 158771.3240271471 | 33333333.33333333 | 50
xf_3496_to_3567_2 | 0.0 | Yg | [1.21e-007 1.21e-007 1.21e-007] | [3.851549622823868e-010 3.851549622823868e-010 3.851549622823868e-010] | [62825.2153600135000 62825.2153600135000 62825.2153600135000] | Yg | [0.6789250303014035 0.6789250303014035 0.6789250303014035] | [0.1172689062390878 0.1172689062390878 0.1172689062390878] | [158771.3240271471000 158771.3240271471000 158771.3240271471000] | [121000000 121000000 121000000] | [385154.9622823868 385154.9622823868 385154.9622823868] | [0 0 0 0] | [0 0 0 0] | [0 0 0 0] | [0 0 0 0] | [0 0 0 0] | [0 0 0 0] | 63508.52961085884 | 158771.3240271471 | 33333333.33333333 | 50
xf_3497_to_3568_1 | 0.0 | Yg | [1.7424e-007 1.7424e-007 1.7424e-007] | [5.54623145686637e-010 5.54623145686637e-010 5.54623145686637e-010] | [72399.72375637907000 72399.72375637907000 72399.72375637907000] | Yg | [2.552157355299863 2.552157355299863 2.552157355299863] | [0.2388780892355404 0.2388780892355404 0.2388780892355404] | [158771.3240271471000 158771.3240271471000 158771.3240271471000] | [174240000 174240000 174240000] | [554623.1456866369 554623.1456866369 554623.1456866369] | [0 0 0 0] | [0 0 0 0] | [0 0 0 0] | [0 0 0 0] | [0 0 0 0] | [0 0 0 0] | 76210.2355330306 | 158771.3240271471 | 33333333.33333333 | 50
xf_3498_to_3568_4 | 0.0 | Yg | [1.7424e-007 1.7424e-007 1.7424e-007] | [5.54623145686637e-010 5.54623145686637e-010 5.54623145686637e-010] | [72399.72375637907000 72399.72375637907000 72399.72375637907000] | Yg | [2.708461627874444 2.708461627874444 2.708461627874444] | [0.2475415742133339 0.2475415742133339 0.2475415742133339] | [158771.3240271471000 158771.3240271471000 158771.3240271471000] | [174240000 174240000 174240000] | [554623.1456866369 554623.1456866369 554623.1456866369] | [0 0 0 0] | [0 0 0 0] | [0 0 0 0] | [0 0 0 0] | [0 0 0 0] | [0 0 0 0] | 76210.2355330306 | 158771.3240271471 | 33333333.33333333 | 50
xf_3503_to_3570_1 | 0.0 | Yg | [1.21e-007 1.21e-007 1.21e-007] | [3.851549622823868e-010 3.851549622823868e-010 3.851549622823868e-010] | [62654.33988759279000 62654.33988759279000 62654.33988759279000] | Yg | [0.5352130693816287 0.5352130693816287 0.5352130693816287] | [0.1194580462323822 0.1194580462323822 0.1194580462323822] | [158771.3240271471000 158771.3240271471000 158771.3240271471000] | [121000000 121000000 121000000] | [385154.9622823868 385154.9622823868 385154.9622823868] | [0 0 0 0] | [0 0 0 0] | [0 0 0 0] | [0 0 0 0] | [0 0 0 0] | [0 0 0 0] | 63508.52961085884 | 158771.3240271471 | 33333333.33333333 | 50
xf_3503_to_3571_2 | 0.0 | Yg | [1.21e-007 1.21e-007 1.21e-007] | [3.851549622823868e-010 3.851549622823868e-010 3.851549622823868e-010] | [62654.33988759279000 62654.33988759279000 62654.33988759279000] | Yg | [0.667152280889073 0.667152280889073 0.667152280889073] | [0.126467786261321 0.126467786261321 0.126467786261321] | [158771.3240271471000 158771.3240271471000 158771.3240271471000] | [121000000 121000000 121000000] | [385154.9622823868 385154.9622823868 385154.9622823868] | [0 0 0 0] | [0 0 0 0] | [0 0 0 0] | [0 0 0 0] | [0 0 0 0] | [0 0 0 0] | 63508.52961085884 | 158771.3240271471 | 33333333.33333333 | 50
xf_3504_to_3505_2 | 0.0 | Yg | [1.21e-007 1.21e-007 1.21e-007] | [3.851549622823868e-010 3.851549622823868e-010 3.851549622823868e-010] | [66394.35719637625000 66394.35719637625000 66394.35719637625000] | Yg | [0.09608336703499964 0.09608336703499964 0.09608336703499964] | [0.005723939092296477 0.005723939092296477 0.005723939092296477] | [19052.55888325765000 19052.55888325765000 19052.55888325765000] | [121000000 121000000 121000000] | [385154.9622823868 385154.9622823868 385154.9622823868] | [0 0 0 0] | [0 0 0 0] | [0 0 0 0] | [0 0 0 0] | [0 0 0 0] | [0 0 0 0] | 63508.52961085884 | 19052.55888325765 | 33333333.33333333 | 50
xf_3504_to_3505_3 | 0.0 | Yg | [1.21e-007 1.21e-007 1.21e-007] | [3.851549622823868e-010 3.851549622823868e-010 3.851549622823868e-010] | [66394.35719637625000 66394.35719637625000 66394.35719637625000] | Yg | [0.09055196313604086 0.09055196313604086 0.09055196313604086] | [0.005923190400570672 0.005923190400570672 0.005923190400570672] | [19052.55888325765000 19052.55888325765000 19052.55888325765000] | [121000000 121000000 121000000] | [385154.9622823868 385154.9622823868 385154.9622823868] | [0 0 0 0] | [0 0 0 0] | [0 0 0 0] | [0 0 0 0] | [0 0 0 0] | [0 0 0 0] | 63508.52961085884 | 19052.55888325765 | 33333333.33333333 | 50
xf_3504_to_3505_4 | 0.0 | Yg | [1.21e-007 1.21e-007 1.21e-007] | [3.851549622823868e-010 3.851549622823868e-010 3.851549622823868e-010] | [66394.35719637625000 66394.35719637625000 66394.35719637625000] | Yg | [0.09517966360628005 0.09517966360628005 0.09517966360628005] | [0.005770871171702864 0.005770871171702864 0.005770871171702864] | [19052.55888325765000 19052.55888325765000 19052.55888325765000] | [121000000 121000000 121000000] | [385154.9622823868 385154.9622823868 385154.9622823868] | [0 0 0 0] | [0 0 0 0] | [0 0 0 0] | [0 0 0 0] | [0 0 0 0] | [0 0 0 0] | 63508.52961085884 | 19052.55888325765 | 33333333.33333333 | 50
xf_3504_to_3572_1 | 0.0 | Yg | [1.21e-007 1.21e-007 1.21e-007] | [3.851549622823868e-010 3.851549622823868e-010 3.851549622823868e-010] | [62654.33988759279000 62654.33988759279000 62654.33988759279000] | Yg | [0.6699962177170203 0.6699962177170203 0.6699962177170203] | [0.1271827385812998 0.1271827385812998 0.1271827385812998] | [158771.3240271471000 158771.3240271471000 158771.3240271471000] | [121000000 121000000 121000000] | [385154.9622823868 385154.9622823868 385154.9622823868] | [0 0 0 0] | [0 0 0 0] | [0 0 0 0] | [0 0 0 0] | [0 0 0 0] | [0 0 0 0] | 63508.52961085884 | 158771.3240271471 | 33333333.33333333 | 50
xf_3504_to_3572_5 | 0.0 | Yg | [1.21e-007 1.21e-007 1.21e-007] | [3.851549622823868e-010 3.851549622823868e-010 3.851549622823868e-010] | [62654.33988759279000 62654.33988759279000 62654.33988759279000] | Yg | [0.6524812014363505 0.6524812014363505 0.6524812014363505] | [0.1168262527074976 0.1168262527074976 0.1168262527074976] | [158771.3240271471000 158771.3240271471000 158771.3240271471000] | [121000000 121000000 121000000] | [385154.9622823868 385154.9622823868 385154.9622823868] | [0 0 0 0] | [0 0 0 0] | [0 0 0 0] | [0 0 0 0] | [0 0 0 0] | [0 0 0 0] | 63508.52961085884 | 158771.3240271471 | 33333333.33333333 | 50
xf_3508_to_3427_6 | 0.0 | Yg | [4.356000000000001e-008 4.356000000000001e-008 4.356000000000001e-008] | [1.386557864216592e-010 1.386557864216592e-010 1.386557864216592e-010] | [38105.1177665153000 38105.1177665153000 38105.1177665153000] | Yg | [0.01706904086899341 0.01706904086899341 0.01706904086899341] | [0.0007681415977174204 0.0007681415977174204 0.0007681415977174204] | [3810.511776651531000 3810.511776651531000 3810.511776651531000] | [43560000 43560000 43560000] | [138655.7864216592 138655.7864216592 138655.7864216592] | [0 0 0 0] | [0 0 0 0] | [0 0 0 0] | [0 0 0 0] | [0 0 0 0] | [0 0 0 0] | 38105.1177665153 | 3810.51177665153 | 33333333.33333333 | 50
xf_3509_to_3427_5 | 0.0 | Yg | [4.356000000000001e-008 4.356000000000001e-008 4.356000000000001e-008] | [1.386557864216592e-010 1.386557864216592e-010 1.386557864216592e-010] | [38105.1177665153000 38105.1177665153000 38105.1177665153000] | Yg | [0.01715064798192216 0.01715064798192216 0.01715064798192216] | [0.0007624102719137454 0.0007624102719137454 0.0007624102719137454] | [3810.511776651531000 3810.511776651531000 3810.511776651531000] | [43560000 43560000 43560000] | [138655.7864216592 138655.7864216592 138655.7864216592] | [0 0 0 0] | [0 0 0 0] | [0 0 0 0] | [0 0 0 0] | [0 0 0 0] | [0 0 0 0] | 38105.1177665153 | 3810.51177665153 | 33333333.33333333 | 50
xf_3516_to_3584_2 | 0.0 | Yg | [1.7424e-007 1.7424e-007 1.7424e-007] | [5.54623145686637e-010 5.54623145686637e-010 5.54623145686637e-010] | [73352.35170054196000 73352.35170054196000 73352.35170054196000] | Yg | [0.9224766729952758 0.9224766729952758 0.9224766729952758] | [0.1631079164479596 0.1631079164479596 0.1631079164479596] | [158771.3240271471000 158771.3240271471000 158771.3240271471000] | [174240000 174240000 174240000] | [554623.1456866369 554623.1456866369 554623.1456866369] | [0 0 0 0] | [0 0 0 0] | [0 0 0 0] | [0 0 0 0] | [0 0 0 0] | [0 0 0 0] | 76210.2355330306 | 158771.3240271471 | 33333333.33333333 | 50
xf_3518_to_3591_1 | 0.0 | Yg | [1.7424e-007 1.7424e-007 1.7424e-007] | [5.54623145686637e-010 5.54623145686637e-010 5.54623145686637e-010] | [75214.92985696922000 75214.92985696922000 75214.92985696922000] | Yg | [0.4848446077766541 0.4848446077766541 0.4848446077766541] | [0.1135379193051834 0.1135379193051834 0.1135379193051834] | [158771.3240271471000 158771.3240271471000 158771.3240271471000] | [174240000 174240000 174240000] | [554623.1456866369 554623.1456866369 554623.1456866369] | [0 0 0 0] | [0 0 0 0] | [0 0 0 0] | [0 0 0 0] | [0 0 0 0] | [0 0 0 0] | 76210.2355330306 | 158771.3240271471 | 33333333.33333333 | 50
xf_3519_to_3520_2 | 0.0 | Yg | [1.21e-007 1.21e-007 1.21e-007] | [3.851549622823868e-010 3.851549622823868e-010 3.851549622823868e-010] | [65096.2428511303000 65096.2428511303000 65096.2428511303000] | Yg | [0.04601244443056356 0.04601244443056356 0.04601244443056356] | [0.005288395986880644 0.005288395986880644 0.005288395986880644] | [19052.55888325765000 19052.55888325765000 19052.55888325765000] | [121000000 121000000 121000000] | [385154.9622823868 385154.9622823868 385154.9622823868] | [0 0 0 0] | [0 0 0 0] | [0 0 0 0] | [0 0 0 0] | [0 0 0 0] | [0 0 0 0] | 63508.52961085884 | 19052.55888325765 | 33333333.33333333 | 50
xf_3519_to_3522_1 | 0.0 | Yg | [1.21e-007 1.21e-007 1.21e-007] | [3.851549622823868e-010 3.851549622823868e-010 3.851549622823868e-010] | [65096.2428511303000 65096.2428511303000 65096.2428511303000] | Yg | [0.04655522869157427 0.04655522869157427 0.04655522869157427] | [0.004997803954886699 0.004997803954886699 0.004997803954886699] | [19052.55888325765000 19052.55888325765000 19052.55888325765000] | [121000000 121000000 121000000] | [385154.9622823868 385154.9622823868 385154.9622823868] | [0 0 0 0] | [0 0 0 0] | [0 0 0 0] | [0 0 0 0] | [0 0 0 0] | [0 0 0 0] | 63508.52961085884 | 19052.55888325765 | 33333333.33333333 | 50
xf_3519_to_3595_3 | 0.0 | Yg | [1.21e-007 1.21e-007 1.21e-007] | [3.851549622823868e-010 3.851549622823868e-010 3.851549622823868e-010] | [64362.71933412489000 64362.71933412489000 64362.71933412489000] | Yg | [0.5177104867207234 0.5177104867207234 0.5177104867207234] | [0.121880523089451 0.121880523089451 0.121880523089451] | [158771.3240271471000 158771.3240271471000 158771.3240271471000] | [121000000 121000000 121000000] | [385154.9622823868 385154.9622823868 385154.9622823868] | [0 0 0 0] | [0 0 0 0] | [0 0 0 0] | [0 0 0 0] | [0 0 0 0] | [0 0 0 0] | 63508.52961085884 | 158771.3240271471 | 33333333.33333333 | 50
xf_3523_to_3596_2 | 0.0 | Yg | [1.7424e-007 1.7424e-007 1.7424e-007] | [5.54623145686637e-010 5.54623145686637e-010 5.54623145686637e-010] | [74160.94229954741000 74160.94229954741000 74160.94229954741000] | Yg | [0.480559382525392 0.480559382525392 0.480559382525392] | [0.1265026843546461 0.1265026843546461 0.1265026843546461] | [158771.3240271471000 158771.3240271471000 158771.3240271471000] | [174240000 174240000 174240000] | [554623.1456866369 554623.1456866369 554623.1456866369] | [0 0 0 0] | [0 0 0 0] | [0 0 0 0] | [0 0 0 0] | [0 0 0 0] | [0 0 0 0] | 76210.2355330306 | 158771.3240271471 | 33333333.33333333 | 50
xf_3523_to_3597_1 | 0.0 | Yg | [1.7424e-007 1.7424e-007 1.7424e-007] | [5.54623145686637e-010 5.54623145686637e-010 5.54623145686637e-010] | [74160.94229954741000 74160.94229954741000 74160.94229954741000] | Yg | [0.4621266706839161 0.4621266706839161 0.4621266706839161] | [0.1136652394634811 0.1136652394634811 0.1136652394634811] | [158771.3240271471000 158771.3240271471000 158771.3240271471000] | [174240000 174240000 174240000] | [554623.1456866369 554623.1456866369 554623.1456866369] | [0 0 0 0] | [0 0 0 0] | [0 0 0 0] | [0 0 0 0] | [0 0 0 0] | [0 0 0 0] | 76210.2355330306 | 158771.3240271471 | 33333333.33333333 | 50
xf_3530_to_3604_2 | 0.0 | Yg | [1.7424e-007 1.7424e-007 1.7424e-007] | [5.54623145686637e-010 5.54623145686637e-010 5.54623145686637e-010] | [77162.86347719347000 77162.86347719347000 77162.86347719347000] | Yg | [0.2302179087661206 0.2302179087661206 0.2302179087661206] | [0.136793078298337 0.136793078298337 0.136793078298337] | [158771.3240271471000 158771.3240271471000 158771.3240271471000] | [174240000 174240000 174240000] | [554623.1456866369 554623.1456866369 554623.1456866369] | [0 0 0 0] | [0 0 0 0] | [0 0 0 0] | [0 0 0 0] | [0 0 0 0] | [0 0 0 0] | 76210.2355330306 | 158771.3240271471 | 33333333.33333333 | 50
xf_3531_to_3604_1 | 0.0 | Yg | [1.7424e-007 1.7424e-007 1.7424e-007] | [5.54623145686637e-010 5.54623145686637e-010 5.54623145686637e-010] | [77162.86347719347000 77162.86347719347000 77162.86347719347000] | Yg | [0.2300726084031167 0.2300726084031167 0.2300726084031167] | [0.1375593780463963 0.1375593780463963 0.1375593780463963] | [158771.3240271471000 158771.3240271471000 158771.3240271471000] | [174240000 174240000 174240000] | [554623.1456866369 554623.1456866369 554623.1456866369] | [0 0 0 0] | [0 0 0 0] | [0 0 0 0] | [0 0 0 0] | [0 0 0 0] | [0 0 0 0] | 76210.2355330306 | 158771.3240271471 | 33333333.33333333 | 50
xf_3532_to_3606_1 | 0.0 | Yg | [1.7424e-007 1.7424e-007 1.7424e-007] | [5.54623145686637e-010 5.54623145686637e-010 5.54623145686637e-010] | [75321.62418671545000 75321.62418671545000 75321.62418671545000] | Yg | [0.5030135981084893 0.5030135981084893 0.5030135981084893] | [0.1241096818812961 0.1241096818812961 0.1241096818812961] | [158771.3240271471000 158771.3240271471000 158771.3240271471000] | [174240000 174240000 174240000] | [554623.1456866369 554623.1456866369 554623.1456866369] | [0 0 0 0] | [0 0 0 0] | [0 0 0 0] | [0 0 0 0] | [0 0 0 0] | [0 0 0 0] | 76210.2355330306 | 158771.3240271471 | 33333333.33333333 | 50
xf_3532_to_3606_2 | 0.0 | Yg | [1.7424e-007 1.7424e-007 1.7424e-007] | [5.54623145686637e-010 5.54623145686637e-010 5.54623145686637e-010] | [75321.62418671545000 75321.62418671545000 75321.62418671545000] | Yg | [0.5440149525312679 0.5440149525312679 0.5440149525312679] | [0.1195827638238122 0.1195827638238122 0.1195827638238122] | [158771.3240271471000 158771.3240271471000 158771.3240271471000] | [174240000 174240000 174240000] | [554623.1456866369 554623.1456866369 554623.1456866369] | [0 0 0 0] | [0 0 0 0] | [0 0 0 0] | [0 0 0 0] | [0 0 0 0] | [0 0 0 0] | 76210.2355330306 | 158771.3240271471 | 33333333.33333333 | 50
xf_3533_to_3608_1 | 0.0 | Yg | [1.7424e-007 1.7424e-007 1.7424e-007] | [5.54623145686637e-010 5.54623145686637e-010 5.54623145686637e-010] | [76931.9464635284000 76931.9464635284000 76931.9464635284000] | Yg | [0.4876217358290322 0.4876217358290322 0.4876217358290322] | [0.1144092383244544 0.1144092383244544 0.1144092383244544] | [158771.3240271471000 158771.3240271471000 158771.3240271471000] | [174240000 174240000 174240000] | [554623.1456866369 554623.1456866369 554623.1456866369] | [0 0 0 0] | [0 0 0 0] | [0 0 0 0] | [0 0 0 0] | [0 0 0 0] | [0 0 0 0] | 76210.2355330306 | 158771.3240271471 | 33333333.33333333 | 50
xf_3533_to_3608_2 | 0.0 | Yg | [1.7424e-007 1.7424e-007 1.7424e-007] | [5.54623145686637e-010 5.54623145686637e-010 5.54623145686637e-010] | [76931.9464635284000 76931.9464635284000 76931.9464635284000] | Yg | [0.4675411179554296 0.4675411179554296 0.4675411179554296] | [0.1131051009652566 0.1131051009652566 0.1131051009652566] | [158771.3240271471000 158771.3240271471000 158771.3240271471000] | [174240000 174240000 174240000] | [554623.1456866369 554623.1456866369 554623.1456866369] | [0 0 0 0] | [0 0 0 0] | [0 0 0 0] | [0 0 0 0] | [0 0 0 0] | [0 0 0 0] | 76210.2355330306 | 158771.3240271471 | 33333333.33333333 | 50
xf_3534_to_3610_1 | 0.0 | Yg | [1.21e-007 1.21e-007 1.21e-007] | [3.851549622823868e-010 3.851549622823868e-010 3.851549622823868e-010] | [62701.97128480093000 62701.97128480093000 62701.97128480093000] | Yg | [1.042471900390557 1.042471900390557 1.042471900390557] | [0.1665436010852522 0.1665436010852522 0.1665436010852522] | [158771.3240271471000 158771.3240271471000 158771.3240271471000] | [121000000 121000000 121000000] | [385154.9622823868 385154.9622823868 385154.9622823868] | [0 0 0 0] | [0 0 0 0] | [0 0 0 0] | [0 0 0 0] | [0 0 0 0] | [0 0 0 0] | 63508.52961085884 | 158771.3240271471 | 33333333.33333333 | 50
xf_3534_to_3610_2 | 0.0 | Yg | [1.21e-007 1.21e-007 1.21e-007] | [3.851549622823868e-010 3.851549622823868e-010 3.851549622823868e-010] | [62701.97128480093000 62701.97128480093000 62701.97128480093000] | Yg | [1.007515073819785 1.007515073819785 1.007515073819785] | [0.1733853851777525 0.1733853851777525 0.1733853851777525] | [158771.3240271471000 158771.3240271471000 158771.3240271471000] | [121000000 121000000 121000000] | [385154.9622823868 385154.9622823868 385154.9622823868] | [0 0 0 0] | [0 0 0 0] | [0 0 0 0] | [0 0 0 0] | [0 0 0 0] | [0 0 0 0] | 63508.52961085884 | 158771.3240271471 | 33333333.33333333 | 50
xf_3535_to_3612_2 | 0.0 | Yg | [1.7424e-007 1.7424e-007 1.7424e-007] | [5.54623145686637e-010 5.54623145686637e-010 5.54623145686637e-010] | [75321.62418671545000 75321.62418671545000 75321.62418671545000] | Yg | [0.4723050407032175 0.4723050407032175 0.4723050407032175] | [0.1168944066652426 0.1168944066652426 0.1168944066652426] | [158771.3240271471000 158771.3240271471000 158771.3240271471000] | [174240000 174240000 174240000] | [554623.1456866369 554623.1456866369 554623.1456866369] | [0 0 0 0] | [0 0 0 0] | [0 0 0 0] | [0 0 0 0] | [0 0 0 0] | [0 0 0 0] | 76210.2355330306 | 158771.3240271471 | 33333333.33333333 | 50
xf_3535_to_3613_1 | 0.0 | Yg | [1.7424e-007 1.7424e-007 1.7424e-007] | [5.54623145686637e-010 5.54623145686637e-010 5.54623145686637e-010] | [75321.62418671545000 75321.62418671545000 75321.62418671545000] | Yg | [0.4533898326917665 0.4533898326917665 0.4533898326917665] | [0.1149970283699751 0.1149970283699751 0.1149970283699751] | [158771.3240271471000 158771.3240271471000 158771.3240271471000] | [174240000 174240000 174240000] | [554623.1456866369 554623.1456866369 554623.1456866369] | [0 0 0 0] | [0 0 0 0] | [0 0 0 0] | [0 0 0 0] | [0 0 0 0] | [0 0 0 0] | 76210.2355330306 | 158771.3240271471 | 33333333.33333333 | 50
xf_3536_to_3126_2 | 0.0 | Yg | [1.7424e-007 1.7424e-007 1.7424e-007] | [5.54623145686637e-010 5.54623145686637e-010 5.54623145686637e-010] | [80540.50111601741000 80540.50111601741000 80540.50111601741000] | Yg | [0.03687409621711868 0.03687409621711868 0.03687409621711868] | [0.02006703654233183 0.02006703654233183 0.02006703654233183] | [38105.1177665153000 38105.1177665153000 38105.1177665153000] | [174240000 174240000 174240000] | [554623.1456866369 554623.1456866369 554623.1456866369] | [0 0 0 0] | [0 0 0 0] | [0 0 0 0] | [0 0 0 0] | [0 0 0 0] | [0 0 0 0] | 76210.2355330306 | 38105.1177665153 | 33333333.33333333 | 50
xf_3536_to_3127_1 | 0.0 | Yg | [1.7424e-007 1.7424e-007 1.7424e-007] | [5.54623145686637e-010 5.54623145686637e-010 5.54623145686637e-010] | [75488.52460253281000 75488.52460253281000 75488.52460253281000] | Yg | [0.143776033412007 0.143776033412007 0.143776033412007] | [0.01740878980665871 0.01740878980665871 0.01740878980665871] | [38105.1177665153000 38105.1177665153000 38105.1177665153000] | [174240000 174240000 174240000] | [554623.1456866369 554623.1456866369 554623.1456866369] | [0 0 0 0] | [0 0 0 0] | [0 0 0 0] | [0 0 0 0] | [0 0 0 0] | [0 0 0 0] | 76210.2355330306 | 38105.1177665153 | 33333333.33333333 | 50
xf_3550_to_3418_2 | 0.0 | Yg | [7.562500000000001e-007 7.562500000000001e-007 7.562500000000001e-007] | [2.407218514264917e-009 2.407218514264917e-009 2.407218514264917e-009] | [168874.9537379655000 168874.9537379655000 168874.9537379655000] | Yg | [0.002734533295302917 0.002734533295302917 0.002734533295302917] | [0.0003985836051754707 0.0003985836051754707 0.0003985836051754707] | [9526.279441628825000 9526.279441628825000 9526.279441628825000] | [756250000 756250000 756250000] | [2407218.514264917 2407218.514264917 2407218.514264917] | [0 0 0 0] | [0 0 0 0] | [0 0 0 0] | [0 0 0 0] | [0 0 0 0] | [0 0 0 0] | 158771.3240271471 | 9093.266739736606 | 33333333.33333333 | 50
xf_3551_to_3421_3 | 0.0 | Yg | [7.562500000000001e-007 7.562500000000001e-007 7.562500000000001e-007] | [2.407218514264917e-009 2.407218514264917e-009 2.407218514264917e-009] | [168874.9537379655000 168874.9537379655000 168874.9537379655000] | Yg | [0.002084027713064994 0.002084027713064994 0.002084027713064994] | [0.0003965997067774972 0.0003965997067774972 0.0003965997067774972] | [9526.279441628825000 9526.279441628825000 9526.279441628825000] | [756250000 756250000 756250000] | [2407218.514264917 2407218.514264917 2407218.514264917] | [0 0 0 0] | [0 0 0 0] | [0 0 0 0] | [0 0 0 0] | [0 0 0 0] | [0 0 0 0] | 158771.3240271471 | 9093.266739736606 | 33333333.33333333 | 50
xf_3552_to_3422_4 | 0.0 | Yg | [7.562500000000001e-007 7.562500000000001e-007 7.562500000000001e-007] | [2.407218514264917e-009 2.407218514264917e-009 2.407218514264917e-009] | [168874.9537379655000 168874.9537379655000 168874.9537379655000] | Yg | [0.002011123138299147 0.002011123138299147 0.002011123138299147] | [0.0003969724449813942 0.0003969724449813942 0.0003969724449813942] | [9526.279441628825000 9526.279441628825000 9526.279441628825000] | [756250000 756250000 756250000] | [2407218.514264917 2407218.514264917 2407218.514264917] | [0 0 0 0] | [0 0 0 0] | [0 0 0 0] | [0 0 0 0] | [0 0 0 0] | [0 0 0 0] | 158771.3240271471 | 9093.266739736606 | 33333333.33333333 | 50
xf_3553_to_3417_1 | 0.0 | Yg | [7.562500000000001e-007 7.562500000000001e-007 7.562500000000001e-007] | [2.407218514264917e-009 2.407218514264917e-009 2.407218514264917e-009] | [171040.0172474266000 171040.0172474266000 171040.0172474266000] | Yg | [0.002813209509881158 0.002813209509881158 0.002813209509881158] | [0.0003888744171974951 0.0003888744171974951 0.0003888744171974951] | [9526.279441628825000 9526.279441628825000 9526.279441628825000] | [756250000 756250000 756250000] | [2407218.514264917 2407218.514264917 2407218.514264917] | [0 0 0 0] | [0 0 0 0] | [0 0 0 0] | [0 0 0 0] | [0 0 0 0] | [0 0 0 0] | 158771.3240271471 | 9093.266739736606 | 33333333.33333333 | 50
xf_3568_to_3501_2 | 0.0 | Yg | [7.562500000000001e-007 7.562500000000001e-007 7.562500000000001e-007] | [2.407218514264917e-009 2.407218514264917e-009 2.407218514264917e-009] | [168189.3502933029000 168189.3502933029000 168189.3502933029000] | Yg | [0.1667677006905002 0.1667677006905002 0.1667677006905002] | [0.01490717787916272 0.01490717787916272 0.01490717787916272] | [39837.16857408418000 39837.16857408418000 39837.16857408418000] | [756250000 756250000 756250000] | [2407218.514264917 2407218.514264917 2407218.514264917] | [0 0 0 0] | [0 0 0 0] | [0 0 0 0] | [0 0 0 0] | [0 0 0 0] | [0 0 0 0] | 158771.3240271471 | 38105.1177665153 | 33333333.33333333 | 50
xf_3568_to_3501_3 | 0.0 | Yg | [7.562500000000001e-007 7.562500000000001e-007 7.562500000000001e-007] | [2.407218514264917e-009 2.407218514264917e-009 2.407218514264917e-009] | [168189.3502933029000 168189.3502933029000 168189.3502933029000] | Yg | [0.1773173161476469 0.1773173161476469 0.1773173161476469] | [0.01452115660943322 0.01452115660943322 0.01452115660943322] | [39837.16857408418000 39837.16857408418000 39837.16857408418000] | [756250000 756250000 756250000] | [2407218.514264917 2407218.514264917 2407218.514264917] | [0 0 0 0] | [0 0 0 0] | [0 0 0 0] | [0 0 0 0] | [0 0 0 0] | [0 0 0 0] | 158771.3240271471 | 38105.1177665153 | 33333333.33333333 | 50
xf_3573_to_3507_1 | 0.0 | Yg | [7.562500000000001e-007 7.562500000000001e-007 7.562500000000001e-007] | [2.407218514264917e-009 2.407218514264917e-009 2.407218514264917e-009] | [164725.2486781651000 164725.2486781651000 164725.2486781651000] | Yg | [0.2568887499109542 0.2568887499109542 0.2568887499109542] | [0.03966578520455644 0.03966578520455644 0.03966578520455644] | [76210.2355330306000 76210.2355330306000 76210.2355330306000] | [756250000 756250000 756250000] | [2407218.514264917 2407218.514264917 2407218.514264917] | [0 0 0 0] | [0 0 0 0] | [0 0 0 0] | [0 0 0 0] | [0 0 0 0] | [0 0 0 0] | 158771.3240271471 | 76210.2355330306 | 33333333.33333333 | 50
xf_3574_to_3425_3 | 0.0 | Yg | [7.562500000000001e-007 7.562500000000001e-007 7.562500000000001e-007] | [2.407218514264917e-009 2.407218514264917e-009 2.407218514264917e-009] | [171040.0172474266000 171040.0172474266000 171040.0172474266000] | Yg | [0.002788921023968608 0.002788921023968608 0.002788921023968608] | [0.0005150267427424547 0.0005150267427424547 0.0005150267427424547] | [12124.35565298214000 12124.35565298214000 12124.35565298214000] | [756250000 756250000 756250000] | [2407218.514264917 2407218.514264917 2407218.514264917] | [0 0 0 0] | [0 0 0 0] | [0 0 0 0] | [0 0 0 0] | [0 0 0 0] | [0 0 0 0] | 158771.3240271471 | 11547.00538379252 | 33333333.33333333 | 50
xf_3575_to_3423_1 | 0.0 | Yg | [7.562500000000001e-007 7.562500000000001e-007 7.562500000000001e-007] | [2.407218514264917e-009 2.407218514264917e-009 2.407218514264917e-009] | [171040.0172474266000 171040.0172474266000 171040.0172474266000] | Yg | [0.002392759057469668 0.002392759057469668 0.002392759057469668] | [0.0004974272685889327 0.0004974272685889327 0.0004974272685889327] | [12124.35565298214000 12124.35565298214000 12124.35565298214000] | [756250000 756250000 756250000] | [2407218.514264917 2407218.514264917 2407218.514264917] | [0 0 0 0] | [0 0 0 0] | [0 0 0 0] | [0 0 0 0] | [0 0 0 0] | [0 0 0 0] | 158771.3240271471 | 11547.00538379252 | 33333333.33333333 | 50
xf_3576_to_3424_2 | 0.0 | Yg | [7.562500000000001e-007 7.562500000000001e-007 7.562500000000001e-007] | [2.407218514264917e-009 2.407218514264917e-009 2.407218514264917e-009] | [171040.0172474266000 171040.0172474266000 171040.0172474266000] | Yg | [0.002875543434150516 0.002875543434150516 0.002875543434150516] | [0.0005183940428508364 0.0005183940428508364 0.0005183940428508364] | [12124.35565298214000 12124.35565298214000 12124.35565298214000] | [756250000 756250000 756250000] | [2407218.514264917 2407218.514264917 2407218.514264917] | [0 0 0 0] | [0 0 0 0] | [0 0 0 0] | [0 0 0 0] | [0 0 0 0] | [0 0 0 0] | 158771.3240271471 | 11547.00538379252 | 33333333.33333333 | 50
xf_3577_to_3426_4 | 0.0 | Yg | [7.562500000000001e-007 7.562500000000001e-007 7.562500000000001e-007] | [2.407218514264917e-009 2.407218514264917e-009 2.407218514264917e-009] | [173205.0807568877000 173205.0807568877000 173205.0807568877000] | Yg | [0.002764186967991292 0.002764186967991292 0.002764186967991292] | [0.0005135851900142659 0.0005135851900142659 0.0005135851900142659] | [12124.35565298214000 12124.35565298214000 12124.35565298214000] | [756250000 756250000 756250000] | [2407218.514264917 2407218.514264917 2407218.514264917] | [0 0 0 0] | [0 0 0 0] | [0 0 0 0] | [0 0 0 0] | [0 0 0 0] | [0 0 0 0] | 158771.3240271471 | 11547.00538379252 | 33333333.33333333 | 50
xf_3578_to_3429_2 | 0.0 | Yg | [7.562500000000001e-007 7.562500000000001e-007 7.562500000000001e-007] | [2.407218514264917e-009 2.407218514264917e-009 2.407218514264917e-009] | [163245.7886133667000 163245.7886133667000 163245.7886133667000] | Yg | [0.001673262405870343 0.001673262405870343 0.001673262405870343] | [0.0003072066867161982 0.0003072066867161982 0.0003072066867161982] | [7967.433714816836000 7967.433714816836000 7967.433714816836000] | [756250000 756250000 756250000] | [2407218.514264917 2407218.514264917 2407218.514264917] | [0 0 0 0] | [0 0 0 0] | [0 0 0 0] | [0 0 0 0] | [0 0 0 0] | [0 0 0 0] | 158771.3240271471 | 7967.433714816836 | 33333333.33333333 | 50
xf_3579_to_3428_1 | 0.0 | Yg | [7.562500000000001e-007 7.562500000000001e-007 7.562500000000001e-007] | [2.407218514264917e-009 2.407218514264917e-009 2.407218514264917e-009] | [165338.6833391791000 165338.6833391791000 165338.6833391791000] | Yg | [0.001936381258293877 0.001936381258293877 0.001936381258293877] | [0.0003338989090347596 0.0003338989090347596 0.0003338989090347596] | [7967.433714816836000 7967.433714816836000 7967.433714816836000] | [756250000 756250000 756250000] | [2407218.514264917 2407218.514264917 2407218.514264917] | [0 0 0 0] | [0 0 0 0] | [0 0 0 0] | [0 0 0 0] | [0 0 0 0] | [0 0 0 0] | 158771.3240271471 | 7967.433714816836 | 33333333.33333333 | 50
xf_3580_to_3430_1 | 0.0 | Yg | [7.562500000000001e-007 7.562500000000001e-007 7.562500000000001e-007] | [2.407218514264917e-009 2.407218514264917e-009 2.407218514264917e-009] | [166709.8902285045000 166709.8902285045000 166709.8902285045000] | Yg | [0.002599146855778992 0.002599146855778992 0.002599146855778992] | [0.0005174009063491391 0.0005174009063491391 0.0005174009063491391] | [12124.35565298214000 12124.35565298214000 12124.35565298214000] | [756250000 756250000 756250000] | [2407218.514264917 2407218.514264917 2407218.514264917] | [0 0 0 0] | [0 0 0 0] | [0 0 0 0] | [0 0 0 0] | [0 0 0 0] | [0 0 0 0] | 158771.3240271471 | 11547.00538379252 | 33333333.33333333 | 50
xf_3581_to_3431_2 | 0.0 | Yg | [7.562500000000001e-007 7.562500000000001e-007 7.562500000000001e-007] | [2.407218514264917e-009 2.407218514264917e-009 2.407218514264917e-009] | [166709.8902285045000 166709.8902285045000 166709.8902285045000] | Yg | [0.00288910261650756 0.00288910261650756 0.00288910261650756] | [0.0005129914792497973 0.0005129914792497973 0.0005129914792497973] | [12124.35565298214000 12124.35565298214000 12124.35565298214000] | [756250000 756250000 756250000] | [2407218.514264917 2407218.514264917 2407218.514264917] | [0 0 0 0] | [0 0 0 0] | [0 0 0 0] | [0 0 0 0] | [0 0 0 0] | [0 0 0 0] | 158771.3240271471 | 11547.00538379252 | 33333333.33333333 | 50
xf_3582_to_3633_1 | 0.0 | Yg | [7.562500000000001e-007 7.562500000000001e-007 7.562500000000001e-007] | [2.407218514264917e-009 2.407218514264917e-009 2.407218514264917e-009] | [160930.6140339163000 160930.6140339163000 160930.6140339163000] | Yg | [0.1067847356571411 0.1067847356571411 0.1067847356571411] | [0.01960245364871972 0.01960245364871972 0.01960245364871972] | [63508.52961085884000 63508.52961085884000 63508.52961085884000] | [756250000 756250000 756250000] | [2407218.514264917 2407218.514264917 2407218.514264917] | [0 0 0 0] | [0 0 0 0] | [0 0 0 0] | [0 0 0 0] | [0 0 0 0] | [0 0 0 0] | 158771.3240271471 | 63508.52961085884 | 33333333.33333333 | 50
xf_3583_to_3633_2 | 0.0 | Yg | [7.562500000000001e-007 7.562500000000001e-007 7.562500000000001e-007] | [2.407218514264917e-009 2.407218514264917e-009 2.407218514264917e-009] | [160930.6140339163000 160930.6140339163000 160930.6140339163000] | Yg | [0.1156103963381145 0.1156103963381145 0.1156103963381145] | [0.01874230648413166 0.01874230648413166 0.01874230648413166] | [63508.52961085884000 63508.52961085884000 63508.52961085884000] | [756250000 756250000 756250000] | [2407218.514264917 2407218.514264917 2407218.514264917] | [0 0 0 0] | [0 0 0 0] | [0 0 0 0] | [0 0 0 0] | [0 0 0 0] | [0 0 0 0] | 158771.3240271471 | 63508.52961085884 | 33333333.33333333 | 50
xf_3599_to_3443_2 | 0.0 | Yg | [7.562500000000001e-007 7.562500000000001e-007 7.562500000000001e-007] | [2.407218514264917e-009 2.407218514264917e-009 2.407218514264917e-009] | [164544.8267190433000 164544.8267190433000 164544.8267190433000] | Yg | [0.001770096084131661 0.001770096084131661 0.001770096084131661] | [0.0003271066957907348 0.0003271066957907348 0.0003271066957907348] | [11258.3302491977000 11258.3302491977000 11258.3302491977000] | [756250000 756250000 756250000] | [2407218.514264917 2407218.514264917 2407218.514264917] | [0 0 0 0] | [0 0 0 0] | [0 0 0 0] | [0 0 0 0] | [0 0 0 0] | [0 0 0 0] | 158771.3240271471 | 11258.3302491977 | 33333333.33333333 | 50
xf_3600_to_3442_1 | 0.0 | Yg | [7.562500000000001e-007 7.562500000000001e-007 7.562500000000001e-007] | [2.407218514264917e-009 2.407218514264917e-009 2.407218514264917e-009] | [164544.8267190433000 164544.8267190433000 164544.8267190433000] | Yg | [0.00167045009019443 0.00167045009019443 0.00167045009019443] | [0.0003403512636260303 0.0003403512636260303 0.0003403512636260303] | [11258.3302491977000 11258.3302491977000 11258.3302491977000] | [756250000 756250000 756250000] | [2407218.514264917 2407218.514264917 2407218.514264917] | [0 0 0 0] | [0 0 0 0] | [0 0 0 0] | [0 0 0 0] | [0 0 0 0] | [0 0 0 0] | 158771.3240271471 | 11258.3302491977 | 33333333.33333333 | 50
xf_3601_to_3445_1 | 0.0 | Yg | [7.562500000000001e-007 7.562500000000001e-007 7.562500000000001e-007] | [2.407218514264917e-009 2.407218514264917e-009 2.407218514264917e-009] | [165699.5272574226000 165699.5272574226000 165699.5272574226000] | Yg | [0.001612364852706135 0.001612364852706135 0.001612364852706135] | [0.0004516775558038318 0.0004516775558038318 0.0004516775558038318] | [12124.35565298214000 12124.35565298214000 12124.35565298214000] | [756250000 756250000 756250000] | [2407218.514264917 2407218.514264917 2407218.514264917] | [0 0 0 0] | [0 0 0 0] | [0 0 0 0] | [0 0 0 0] | [0 0 0 0] | [0 0 0 0] | 158771.3240271471 | 12124.35565298214 | 33333333.33333333 | 50
xf_3602_to_3295_1 | 0.0 | Yg | [7.562500000000001e-007 7.562500000000001e-007 7.562500000000001e-007] | [2.407218514264917e-009 2.407218514264917e-009 2.407218514264917e-009] | [154605.1644846748000 154605.1644846748000 154605.1644846748000] | Yg | [0.00118806831013039 0.00118806831013039 0.00118806831013039] | [0.0002621745322477355 0.0002621745322477355 0.0002621745322477355] | [12124.35565298214000 12124.35565298214000 12124.35565298214000] | [756250000 756250000 756250000] | [2407218.514264917 2407218.514264917 2407218.514264917] | [0 0 0 0] | [0 0 0 0] | [0 0 0 0] | [0 0 0 0] | [0 0 0 0] | [0 0 0 0] | 158771.3240271471 | 12124.35565298214 | 33333333.33333333 | 50
xf_3603_to_3444_1 | 0.0 | Yg | [7.562500000000001e-007 7.562500000000001e-007 7.562500000000001e-007] | [2.407218514264917e-009 2.407218514264917e-009 2.407218514264917e-009] | [170318.3294109396000 170318.3294109396000 170318.3294109396000] | Yg | [0.002067789332029172 0.002067789332029172 0.002067789332029172] | [0.0004230696858815174 0.0004230696858815174 0.0004230696858815174] | [11835.68051838733000 11835.68051838733000 11835.68051838733000] | [756250000 756250000 756250000] | [2407218.514264917 2407218.514264917 2407218.514264917] | [0 0 0 0] | [0 0 0 0] | [0 0 0 0] | [0 0 0 0] | [0 0 0 0] | [0 0 0 0] | 158771.3240271471 | 11835.68051838733 | 33333333.33333333 | 50
xf_3609_to_3434_1 | 0.0 | Yg | [7.562500000000001e-007 7.562500000000001e-007 7.562500000000001e-007] | [2.407218514264917e-009 2.407218514264917e-009 2.407218514264917e-009] | [164939.5899656018000 164939.5899656018000 164939.5899656018000] | Yg | [0.004276872078585435 0.004276872078585435 0.004276872078585435] | [0.0006612619020012768 0.0006612619020012768 0.0006612619020012768] | [8660.254037844386000 8660.254037844386000 8660.254037844386000] | [756250000 756250000 756250000] | [2407218.514264917 2407218.514264917 2407218.514264917] | [0 0 0 0] | [0 0 0 0] | [0 0 0 0] | [0 0 0 0] | [0 0 0 0] | [0 0 0 0] | 158771.3240271471 | 8660.254037844386 | 33333333.33333333 | 50
xf_3609_to_3435_2 | 0.0 | Yg | [7.562500000000001e-007 7.562500000000001e-007 7.562500000000001e-007] | [2.407218514264917e-009 2.407218514264917e-009 2.407218514264917e-009] | [164939.5899656018000 164939.5899656018000 164939.5899656018000] | Yg | [0.00465033272474538 0.00465033272474538 0.00465033272474538] | [0.0007171155370820135 0.0007171155370820135 0.0007171155370820135] | [8660.254037844386000 8660.254037844386000 8660.254037844386000] | [756250000 756250000 756250000] | [2407218.514264917 2407218.514264917 2407218.514264917] | [0 0 0 0] | [0 0 0 0] | [0 0 0 0] | [0 0 0 0] | [0 0 0 0] | [0 0 0 0] | 158771.3240271471 | 8660.254037844386 | 33333333.33333333 | 50
xf_3609_to_3436_3 | 0.0 | Yg | [7.562500000000001e-007 7.562500000000001e-007 7.562500000000001e-007] | [2.407218514264917e-009 2.407218514264917e-009 2.407218514264917e-009] | [164939.5899656018000 164939.5899656018000 164939.5899656018000] | Yg | [0.004621164391329503 0.004621164391329503 0.004621164391329503] | [0.0007196502055939046 0.0007196502055939046 0.0007196502055939046] | [8660.254037844386000 8660.254037844386000 8660.254037844386000] | [756250000 756250000 756250000] | [2407218.514264917 2407218.514264917 2407218.514264917] | [0 0 0 0] | [0 0 0 0] | [0 0 0 0] | [0 0 0 0] | [0 0 0 0] | [0 0 0 0] | 158771.3240271471 | 8660.254037844386 | 33333333.33333333 | 50
xf_3609_to_3437_4 | 0.0 | Yg | [7.562500000000001e-007 7.562500000000001e-007 7.562500000000001e-007] | [2.407218514264917e-009 2.407218514264917e-009 2.407218514264917e-009] | [173163.944550208000 173163.944550208000 173163.944550208000] | Yg | [0.001458980366579024 0.001458980366579024 0.001458980366579024] | [0.0003265229066656425 0.0003265229066656425 0.0003265229066656425] | [9093.266739736606000 9093.266739736606000 9093.266739736606000] | [756250000 756250000 756250000] | [2407218.514264917 2407218.514264917 2407218.514264917] | [0 0 0 0] | [0 0 0 0] | [0 0 0 0] | [0 0 0 0] | [0 0 0 0] | [0 0 0 0] | 158771.3240271471 | 8660.254037844386 | 33333333.33333333 | 50
xf_3609_to_3648_2 | 0.0 | Yg | [7.562500000000001e-007 7.562500000000001e-007 7.562500000000001e-007] | [2.407218514264917e-009 2.407218514264917e-009 2.407218514264917e-009] | [158771.3240271471000 158771.3240271471000 158771.3240271471000] | Yg | [0.08796731317821897 0.08796731317821897 0.08796731317821897] | [0.01845929521952046 0.01845929521952046 0.01845929521952046] | [190525.5888325765000 190525.5888325765000 190525.5888325765000] | [756250000 756250000 756250000] | [2407218.514264917 2407218.514264917 2407218.514264917] | [0 0 0 0] | [0 0 0 0] | [0 0 0 0] | [0 0 0 0] | [0 0 0 0] | [0 0 0 0] | 158771.3240271471 | 190525.5888325765 | 33333333.33333333 | 50
xf_3614_to_3536_3 | 0.0 | Yg | [7.562500000000001e-007 7.562500000000001e-007 7.562500000000001e-007] | [2.407218514264917e-009 2.407218514264917e-009 2.407218514264917e-009] | [158771.3240271471000 158771.3240271471000 158771.3240271471000] | Yg | [0.1107798639543313 0.1107798639543313 0.1107798639543313] | [0.02799590266925856 0.02799590266925856 0.02799590266925856] | [76210.2355330306000 76210.2355330306000 76210.2355330306000] | [756250000 756250000 756250000] | [2407218.514264917 2407218.514264917 2407218.514264917] | [0 0 0 0] | [0 0 0 0] | [0 0 0 0] | [0 0 0 0] | [0 0 0 0] | [0 0 0 0] | 158771.3240271471 | 76210.2355330306 | 33333333.33333333 | 50
xf_3614_to_3536_4 | 0.0 | Yg | [7.562500000000001e-007 7.562500000000001e-007 7.562500000000001e-007] | [2.407218514264917e-009 2.407218514264917e-009 2.407218514264917e-009] | [158771.3240271471000 158771.3240271471000 158771.3240271471000] | Yg | [0.1085585761322657 0.1085585761322657 0.1085585761322657] | [0.02675320975271638 0.02675320975271638 0.02675320975271638] | [76210.2355330306000 76210.2355330306000 76210.2355330306000] | [756250000 756250000 756250000] | [2407218.514264917 2407218.514264917 2407218.514264917] | [0 0 0 0] | [0 0 0 0] | [0 0 0 0] | [0 0 0 0] | [0 0 0 0] | [0 0 0 0] | 158771.3240271471 | 76210.2355330306 | 33333333.33333333 | 50
xf_3615_to_3537_2 | 0.0 | Yg | [7.562500000000001e-007 7.562500000000001e-007 7.562500000000001e-007] | [2.407218514264917e-009 2.407218514264917e-009 2.407218514264917e-009] | [158771.3240271471000 158771.3240271471000 158771.3240271471000] | Yg | [0.07207900721659752 0.07207900721659752 0.07207900721659752] | [0.02718605219425617 0.02718605219425617 0.02718605219425617] | [76210.2355330306000 76210.2355330306000 76210.2355330306000] | [756250000 756250000 756250000] | [2407218.514264917 2407218.514264917 2407218.514264917] | [0 0 0 0] | [0 0 0 0] | [0 0 0 0] | [0 0 0 0] | [0 0 0 0] | [0 0 0 0] | 158771.3240271471 | 76210.2355330306 | 33333333.33333333 | 50
xf_3615_to_3538_1 | 0.0 | Yg | [7.562500000000001e-007 7.562500000000001e-007 7.562500000000001e-007] | [2.407218514264917e-009 2.407218514264917e-009 2.407218514264917e-009] | [158771.3240271471000 158771.3240271471000 158771.3240271471000] | Yg | [0.08671281167471415 0.08671281167471415 0.08671281167471415] | [0.02789570547351846 0.02789570547351846 0.02789570547351846] | [76210.2355330306000 76210.2355330306000 76210.2355330306000] | [756250000 756250000 756250000] | [2407218.514264917 2407218.514264917 2407218.514264917] | [0 0 0 0] | [0 0 0 0] | [0 0 0 0] | [0 0 0 0] | [0 0 0 0] | [0 0 0 0] | 158771.3240271471 | 76210.2355330306 | 33333333.33333333 | 50
xf_3617_to_3618_1 | 0.0 | Yg | [7.562500000000001e-007 7.562500000000001e-007 7.562500000000001e-007] | [2.407218514264917e-009 2.407218514264917e-009 2.407218514264917e-009] | [158771.3240271471000 158771.3240271471000 158771.3240271471000] | Yg | [0.1111161187915237 0.1111161187915237 0.1111161187915237] | [0.02751816463737899 0.02751816463737899 0.02751816463737899] | [76210.2355330306000 76210.2355330306000 76210.2355330306000] | [756250000 756250000 756250000] | [2407218.514264917 2407218.514264917 2407218.514264917] | [0 0 0 0] | [0 0 0 0] | [0 0 0 0] | [0 0 0 0] | [0 0 0 0] | [0 0 0 0] | 158771.3240271471 | 76210.2355330306 | 33333333.33333333 | 50
xf_3617_to_3618_2 | 0.0 | Yg | [7.562500000000001e-007 7.562500000000001e-007 7.562500000000001e-007] | [2.407218514264917e-009 2.407218514264917e-009 2.407218514264917e-009] | [158771.3240271471000 158771.3240271471000 158771.3240271471000] | Yg | [0.1141395448645301 0.1141395448645301 0.1141395448645301] | [0.02663431496828826 0.02663431496828826 0.02663431496828826] | [76210.2355330306000 76210.2355330306000 76210.2355330306000] | [756250000 756250000 756250000] | [2407218.514264917 2407218.514264917 2407218.514264917] | [0 0 0 0] | [0 0 0 0] | [0 0 0 0] | [0 0 0 0] | [0 0 0 0] | [0 0 0 0] | 158771.3240271471 | 76210.2355330306 | 33333333.33333333 | 50
xf_3619_to_3539_1 | 0.0 | Yg | [7.562500000000001e-007 7.562500000000001e-007 7.562500000000001e-007] | [2.407218514264917e-009 2.407218514264917e-009 2.407218514264917e-009] | [158771.3240271471000 158771.3240271471000 158771.3240271471000] | Yg | [0.1200707885633558 0.1200707885633558 0.1200707885633558] | [0.02831306686644299 0.02831306686644299 0.02831306686644299] | [76210.2355330306000 76210.2355330306000 76210.2355330306000] | [756250000 756250000 756250000] | [2407218.514264917 2407218.514264917 2407218.514264917] | [0 0 0 0] | [0 0 0 0] | [0 0 0 0] | [0 0 0 0] | [0 0 0 0] | [0 0 0 0] | 158771.3240271471 | 76210.2355330306 | 33333333.33333333 | 50
xf_3620_to_3539_2 | 0.0 | Yg | [7.562500000000001e-007 7.562500000000001e-007 7.562500000000001e-007] | [2.407218514264917e-009 2.407218514264917e-009 2.407218514264917e-009] | [158771.3240271471000 158771.3240271471000 158771.3240271471000] | Yg | [0.1242327201533563 0.1242327201533563 0.1242327201533563] | [0.02855248149782054 0.02855248149782054 0.02855248149782054] | [76210.2355330306000 76210.2355330306000 76210.2355330306000] | [756250000 756250000 756250000] | [2407218.514264917 2407218.514264917 2407218.514264917] | [0 0 0 0] | [0 0 0 0] | [0 0 0 0] | [0 0 0 0] | [0 0 0 0] | [0 0 0 0] | 158771.3240271471 | 76210.2355330306 | 33333333.33333333 | 50
xf_3621_to_3541_2 | 0.0 | Yg | [7.562500000000001e-007 7.562500000000001e-007 7.562500000000001e-007] | [2.407218514264917e-009 2.407218514264917e-009 2.407218514264917e-009] | [166289.1462198325000 166289.1462198325000 166289.1462198325000] | Yg | [0.01723088535321619 0.01723088535321619 0.01723088535321619] | [0.001871828091667359 0.001871828091667359 0.001871828091667359] | [12701.70592217177000 12701.70592217177000 12701.70592217177000] | [756250000 756250000 756250000] | [2407218.514264917 2407218.514264917 2407218.514264917] | [0 0 0 0] | [0 0 0 0] | [0 0 0 0] | [0 0 0 0] | [0 0 0 0] | [0 0 0 0] | 158771.3240271471 | 12701.70592217177 | 33333333.33333333 | 50
xf_3622_to_3541_1 | 0.0 | Yg | [7.562500000000001e-007 7.562500000000001e-007 7.562500000000001e-007] | [2.407218514264917e-009 2.407218514264917e-009 2.407218514264917e-009] | [166289.1462198325000 166289.1462198325000 166289.1462198325000] | Yg | [0.01593758606082836 0.01593758606082836 0.01593758606082836] | [0.001902295113929539 0.001902295113929539 0.001902295113929539] | [12701.70592217177000 12701.70592217177000 12701.70592217177000] | [756250000 756250000 756250000] | [2407218.514264917 2407218.514264917 2407218.514264917] | [0 0 0 0] | [0 0 0 0] | [0 0 0 0] | [0 0 0 0] | [0 0 0 0] | [0 0 0 0] | 158771.3240271471 | 12701.70592217177 | 33333333.33333333 | 50
xf_3623_to_3647_1 | 0.0 | Yg | [1.21e-007 1.21e-007 1.21e-007] | [3.851549622823868e-010 3.851549622823868e-010 3.851549622823868e-010] | [63508.52961085884000 63508.52961085884000 63508.52961085884000] | Yg | [0.09423858265172938 0.09423858265172938 0.09423858265172938] | [0.00701543672685559 0.00701543672685559 0.00701543672685559] | [19052.55888325765000 19052.55888325765000 19052.55888325765000] | [121000000 121000000 121000000] | [385154.9622823868 385154.9622823868 385154.9622823868] | [0 0 0 0] | [0 0 0 0] | [0 0 0 0] | [0 0 0 0] | [0 0 0 0] | [0 0 0 0] | 63508.52961085884 | 19052.55888325765 | 33333333.33333333 | 50
xf_3623_to_3647_2 | 0.0 | Yg | [1.21e-007 1.21e-007 1.21e-007] | [3.851549622823868e-010 3.851549622823868e-010 3.851549622823868e-010] | [63508.52961085884000 63508.52961085884000 63508.52961085884000] | Yg | [0.04466585062361579 0.04466585062361579 0.04466585062361579] | [0.005368991558054301 0.005368991558054301 0.005368991558054301] | [19052.55888325765000 19052.55888325765000 19052.55888325765000] | [121000000 121000000 121000000] | [385154.9622823868 385154.9622823868 385154.9622823868] | [0 0 0 0] | [0 0 0 0] | [0 0 0 0] | [0 0 0 0] | [0 0 0 0] | [0 0 0 0] | 63508.52961085884 | 19052.55888325765 | 33333333.33333333 | 50
xf_3623_to_3647_3 | 0.0 | Yg | [1.21e-007 1.21e-007 1.21e-007] | [3.851549622823868e-010 3.851549622823868e-010 3.851549622823868e-010] | [63508.52961085884000 63508.52961085884000 63508.52961085884000] | Yg | [0.04274029953132975 0.04274029953132975 0.04274029953132975] | [0.005151963633469037 0.005151963633469037 0.005151963633469037] | [19052.55888325765000 19052.55888325765000 19052.55888325765000] | [121000000 121000000 121000000] | [385154.9622823868 385154.9622823868 385154.9622823868] | [0 0 0 0] | [0 0 0 0] | [0 0 0 0] | [0 0 0 0] | [0 0 0 0] | [0 0 0 0] | 63508.52961085884 | 19052.55888325765 | 33333333.33333333 | 50
xf_3625_to_3007_1 | 0.0 | Yg | [1.21e-007 1.21e-007 1.21e-007] | [3.851549622823868e-010 3.851549622823868e-010 3.851549622823868e-010] | [64461.15755502171000 64461.15755502171000 64461.15755502171000] | Yg | [0.08807566840529693 0.08807566840529693 0.08807566840529693] | [0.008769524445037756 0.008769524445037756 0.008769524445037756] | [19052.55888325765000 19052.55888325765000 19052.55888325765000] | [121000000 121000000 121000000] | [385154.9622823868 385154.9622823868 385154.9622823868] | [0 0 0 0] | [0 0 0 0] | [0 0 0 0] | [0 0 0 0] | [0 0 0 0] | [0 0 0 0] | 63508.52961085884 | 19052.55888325765 | 33333333.33333333 | 50
xf_3625_to_3007_2 | 0.0 | Yg | [1.21e-007 1.21e-007 1.21e-007] | [3.851549622823868e-010 3.851549622823868e-010 3.851549622823868e-010] | [64461.15755502171000 64461.15755502171000 64461.15755502171000] | Yg | [0.08834897547266907 0.08834897547266907 0.08834897547266907] | [0.008645293042651813 0.008645293042651813 0.008645293042651813] | [19052.55888325765000 19052.55888325765000 19052.55888325765000] | [121000000 121000000 121000000] | [385154.9622823868 385154.9622823868 385154.9622823868] | [0 0 0 0] | [0 0 0 0] | [0 0 0 0] | [0 0 0 0] | [0 0 0 0] | [0 0 0 0] | 63508.52961085884 | 19052.55888325765 | 33333333.33333333 | 50
xf_3626_to_3071_1 | 0.0 | Yg | [1.7424e-007 1.7424e-007 1.7424e-007] | [5.54623145686637e-010 5.54623145686637e-010 5.54623145686637e-010] | [63635.54667008055000 63635.54667008055000 63635.54667008055000] | Yg | [0.1554069692249372 0.1554069692249372 0.1554069692249372] | [0.01494387035565816 0.01494387035565816 0.01494387035565816] | [38105.1177665153000 38105.1177665153000 38105.1177665153000] | [174240000 174240000 174240000] | [554623.1456866369 554623.1456866369 554623.1456866369] | [0 0 0 0] | [0 0 0 0] | [0 0 0 0] | [0 0 0 0] | [0 0 0 0] | [0 0 0 0] | 76210.2355330306 | 38105.1177665153 | 33333333.33333333 | 50
xf_3626_to_3071_2 | 0.0 | Yg | [1.7424e-007 1.7424e-007 1.7424e-007] | [5.54623145686637e-010 5.54623145686637e-010 5.54623145686637e-010] | [83069.15673100336000 83069.15673100336000 83069.15673100336000] | Yg | [0.1108319639615575 0.1108319639615575 0.1108319639615575] | [0.01424754085182832 0.01424754085182832 0.01424754085182832] | [38105.1177665153000 38105.1177665153000 38105.1177665153000] | [174240000 174240000 174240000] | [554623.1456866369 554623.1456866369 554623.1456866369] | [0 0 0 0] | [0 0 0 0] | [0 0 0 0] | [0 0 0 0] | [0 0 0 0] | [0 0 0 0] | 76210.2355330306 | 38105.1177665153 | 33333333.33333333 | 50
xf_3629_to_3082_3 | 0.0 | Yg | [1.7424e-007 1.7424e-007 1.7424e-007] | [5.54623145686637e-010 5.54623145686637e-010 5.54623145686637e-010] | [78115.49142135637000 78115.49142135637000 78115.49142135637000] | Yg | [0.2800001841942602 0.2800001841942602 0.2800001841942602] | [0.01549270277056654 0.01549270277056654 0.01549270277056654] | [12701.70592217177000 12701.70592217177000 12701.70592217177000] | [174240000 174240000 174240000] | [554623.1456866369 554623.1456866369 554623.1456866369] | [0 0 0 0] | [0 0 0 0] | [0 0 0 0] | [0 0 0 0] | [0 0 0 0] | [0 0 0 0] | 76210.2355330306 | 12701.70592217177 | 33333333.33333333 | 50
xf_3630_to_3331_2 | 0.0 | Yg | [1.7424e-007 1.7424e-007 1.7424e-007] | [5.54623145686637e-010 5.54623145686637e-010 5.54623145686637e-010] | [76210.2355330306000 76210.2355330306000 76210.2355330306000] | Yg | [0.03123665234321276 0.03123665234321276 0.03123665234321276] | [0.005421815748345825 0.005421815748345825 0.005421815748345825] | [12701.70592217177000 12701.70592217177000 12701.70592217177000] | [174240000 174240000 174240000] | [554623.1456866369 554623.1456866369 554623.1456866369] | [0 0 0 0] | [0 0 0 0] | [0 0 0 0] | [0 0 0 0] | [0 0 0 0] | [0 0 0 0] | 76210.2355330306 | 12701.70592217177 | 33333333.33333333 | 50
xf_3631_to_3087_2 | 0.0 | Yg | [1.7424e-007 1.7424e-007 1.7424e-007] | [5.54623145686637e-010 5.54623145686637e-010 5.54623145686637e-010] | [76210.2355330306000 76210.2355330306000 76210.2355330306000] | Yg | [0.05142395063168855 0.05142395063168855 0.05142395063168855] | [0.004809802499132807 0.004809802499132807 0.004809802499132807] | [12701.70592217177000 12701.70592217177000 12701.70592217177000] | [174240000 174240000 174240000] | [554623.1456866369 554623.1456866369 554623.1456866369] | [0 0 0 0] | [0 0 0 0] | [0 0 0 0] | [0 0 0 0] | [0 0 0 0] | [0 0 0 0] | 76210.2355330306 | 12701.70592217177 | 33333333.33333333 | 50
xf_3632_to_3087_3 | 0.0 | Yg | [1.7424e-007 1.7424e-007 1.7424e-007] | [5.54623145686637e-010 5.54623145686637e-010 5.54623145686637e-010] | [76210.2355330306000 76210.2355330306000 76210.2355330306000] | Yg | [0.05463614451703529 0.05463614451703529 0.05463614451703529] | [0.004902058792083039 0.004902058792083039 0.004902058792083039] | [12701.70592217177000 12701.70592217177000 12701.70592217177000] | [174240000 174240000 174240000] | [554623.1456866369 554623.1456866369 554623.1456866369] | [0 0 0 0] | [0 0 0 0] | [0 0 0 0] | [0 0 0 0] | [0 0 0 0] | [0 0 0 0] | 76210.2355330306 | 12701.70592217177 | 33333333.33333333 | 50
xf_3633_to_3511_6 | 0.0 | Yg | [1.21e-007 1.21e-007 1.21e-007] | [3.851549622823868e-010 3.851549622823868e-010 3.851549622823868e-010] | [65890.09947126604000 65890.09947126604000 65890.09947126604000] | Yg | [0.04740053197310203 0.04740053197310203 0.04740053197310203] | [0.005393179828226658 0.005393179828226658 0.005393179828226658] | [19052.55888325765000 19052.55888325765000 19052.55888325765000] | [121000000 121000000 121000000] | [385154.9622823868 385154.9622823868 385154.9622823868] | [0 0 0 0] | [0 0 0 0] | [0 0 0 0] | [0 0 0 0] | [0 0 0 0] | [0 0 0 0] | 63508.52961085884 | 19052.55888325765 | 33333333.33333333 | 50
xf_3633_to_3512_5 | 0.0 | Yg | [1.21e-007 1.21e-007 1.21e-007] | [3.851549622823868e-010 3.851549622823868e-010 3.851549622823868e-010] | [65890.09947126604000 65890.09947126604000 65890.09947126604000] | Yg | [0.04837085681918213 0.04837085681918213 0.04837085681918213] | [0.005401139512814896 0.005401139512814896 0.005401139512814896] | [19052.55888325765000 19052.55888325765000 19052.55888325765000] | [121000000 121000000 121000000] | [385154.9622823868 385154.9622823868 385154.9622823868] | [0 0 0 0] | [0 0 0 0] | [0 0 0 0] | [0 0 0 0] | [0 0 0 0] | [0 0 0 0] | 63508.52961085884 | 19052.55888325765 | 33333333.33333333 | 50
xf_3633_to_3515_3 | 0.0 | Yg | [1.21e-007 1.21e-007 1.21e-007] | [3.851549622823868e-010 3.851549622823868e-010 3.851549622823868e-010] | [59539.24651018016000 59539.24651018016000 59539.24651018016000] | Yg | [0.02506908729897484 0.02506908729897484 0.02506908729897484] | [0.002341169010929888 0.002341169010929888 0.002341169010929888] | [6177.47467524824000 6177.47467524824000 6177.47467524824000] | [121000000 121000000 121000000] | [385154.9622823868 385154.9622823868 385154.9622823868] | [0 0 0 0] | [0 0 0 0] | [0 0 0 0] | [0 0 0 0] | [0 0 0 0] | [0 0 0 0] | 63508.52961085884 | 6350.852961085884 | 33333333.33333333 | 50
xf_3633_to_3641_7 | 0.0 | Yg | [1.21e-007 1.21e-007 1.21e-007] | [3.851549622823868e-010 3.851549622823868e-010 3.851549622823868e-010] | [65890.09947126604000 65890.09947126604000 65890.09947126604000] | Yg | [0.04554534196685582 0.04554534196685582 0.04554534196685582] | [0.005395254500118024 0.005395254500118024 0.005395254500118024] | [19052.55888325765000 19052.55888325765000 19052.55888325765000] | [121000000 121000000 121000000] | [385154.9622823868 385154.9622823868 385154.9622823868] | [0 0 0 0] | [0 0 0 0] | [0 0 0 0] | [0 0 0 0] | [0 0 0 0] | [0 0 0 0] | 63508.52961085884 | 19052.55888325765 | 33333333.33333333 | 50
xf_3636_to_3543_1 | 0.0 | Yg | [1.21e-007 1.21e-007 1.21e-007] | [3.851549622823868e-010 3.851549622823868e-010 3.851549622823868e-010] | [62654.33988759279000 62654.33988759279000 62654.33988759279000] | Yg | [0.710250315104352 0.710250315104352 0.710250315104352] | [0.1263433886433927 0.1263433886433927 0.1263433886433927] | [158771.3240271471000 158771.3240271471000 158771.3240271471000] | [121000000 121000000 121000000] | [385154.9622823868 385154.9622823868 385154.9622823868] | [0 0 0 0] | [0 0 0 0] | [0 0 0 0] | [0 0 0 0] | [0 0 0 0] | [0 0 0 0] | 63508.52961085884 | 158771.3240271471 | 33333333.33333333 | 50
xf_3636_to_3543_4 | 0.0 | Yg | [1.21e-007 1.21e-007 1.21e-007] | [3.851549622823868e-010 3.851549622823868e-010 3.851549622823868e-010] | [62654.33988759279000 62654.33988759279000 62654.33988759279000] | Yg | [0.5200557801980786 0.5200557801980786 0.5200557801980786] | [0.1224825466528173 0.1224825466528173 0.1224825466528173] | [158771.3240271471000 158771.3240271471000 158771.3240271471000] | [121000000 121000000 121000000] | [385154.9622823868 385154.9622823868 385154.9622823868] | [0 0 0 0] | [0 0 0 0] | [0 0 0 0] | [0 0 0 0] | [0 0 0 0] | [0 0 0 0] | 63508.52961085884 | 158771.3240271471 | 33333333.33333333 | 50
xf_3636_to_3543_5 | 0.0 | Yg | [1.21e-007 1.21e-007 1.21e-007] | [3.851549622823868e-010 3.851549622823868e-010 3.851549622823868e-010] | [62654.33988759279000 62654.33988759279000 62654.33988759279000] | Yg | [0.6506097033601254 0.6506097033601254 0.6506097033601254] | [0.1260445865376423 0.1260445865376423 0.1260445865376423] | [158771.3240271471000 158771.3240271471000 158771.3240271471000] | [121000000 121000000 121000000] | [385154.9622823868 385154.9622823868 385154.9622823868] | [0 0 0 0] | [0 0 0 0] | [0 0 0 0] | [0 0 0 0] | [0 0 0 0] | [0 0 0 0] | 63508.52961085884 | 158771.3240271471 | 33333333.33333333 | 50
xf_3637_to_3416_2 | 0.0 | Yg | [1.7424e-007 1.7424e-007 1.7424e-007] | [5.54623145686637e-010 5.54623145686637e-010 5.54623145686637e-010] | [76210.2355330306000 76210.2355330306000 76210.2355330306000] | Yg | [0.009132521968979781 0.009132521968979781 0.009132521968979781] | [0.0004062148508956863 0.0004062148508956863 0.0004062148508956863] | [3810.511776651531000 3810.511776651531000 3810.511776651531000] | [174240000 174240000 174240000] | [554623.1456866369 554623.1456866369 554623.1456866369] | [0 0 0 0] | [0 0 0 0] | [0 0 0 0] | [0 0 0 0] | [0 0 0 0] | [0 0 0 0] | 76210.2355330306 | 3810.51177665153 | 33333333.33333333 | 50
xf_3637_to_3420_4 | 0.0 | Yg | [1.7424e-007 1.7424e-007 1.7424e-007] | [5.54623145686637e-010 5.54623145686637e-010 5.54623145686637e-010] | [76210.2355330306000 76210.2355330306000 76210.2355330306000] | Yg | [0.003185917637993634 0.003185917637993634 0.003185917637993634] | [0.0003843482384386597 0.0003843482384386597 0.0003843482384386597] | [9526.279441628825000 9526.279441628825000 9526.279441628825000] | [174240000 174240000 174240000] | [554623.1456866369 554623.1456866369 554623.1456866369] | [0 0 0 0] | [0 0 0 0] | [0 0 0 0] | [0 0 0 0] | [0 0 0 0] | [0 0 0 0] | 76210.2355330306 | 9093.266739736606 | 33333333.33333333 | 50
xf_3638_to_3038_1 | 0.0 | Yg | [1.7424e-007 1.7424e-007 1.7424e-007] | [5.54623145686637e-010 5.54623145686637e-010 5.54623145686637e-010] | [75257.60758886771000 75257.60758886771000 75257.60758886771000] | Yg | [0.01533575517364128 0.01533575517364128 0.01533575517364128] | [0.001649869114914184 0.001649869114914184 0.001649869114914184] | [6350.852961085884000 6350.852961085884000 6350.852961085884000] | [174240000 174240000 174240000] | [554623.1456866369 554623.1456866369 554623.1456866369] | [0 0 0 0] | [0 0 0 0] | [0 0 0 0] | [0 0 0 0] | [0 0 0 0] | [0 0 0 0] | 76210.2355330306 | 6350.852961085884 | 33333333.33333333 | 50
xf_3639_to_3038_3 | 0.0 | Yg | [1.7424e-007 1.7424e-007 1.7424e-007] | [5.54623145686637e-010 5.54623145686637e-010 5.54623145686637e-010] | [75257.60758886771000 75257.60758886771000 75257.60758886771000] | Yg | [0.01541926699688172 0.01541926699688172 0.01541926699688172] | [0.001569797429495233 0.001569797429495233 0.001569797429495233] | [6350.852961085884000 6350.852961085884000 6350.852961085884000] | [174240000 174240000 174240000] | [554623.1456866369 554623.1456866369 554623.1456866369] | [0 0 0 0] | [0 0 0 0] | [0 0 0 0] | [0 0 0 0] | [0 0 0 0] | [0 0 0 0] | 76210.2355330306 | 6350.852961085884 | 33333333.33333333 | 50
xf_3640_to_3585_1 | 0.0 | Yg | [7.562500000000001e-007 7.562500000000001e-007 7.562500000000001e-007] | [2.407218514264917e-009 2.407218514264917e-009 2.407218514264917e-009] | [171040.0172474266000 171040.0172474266000 171040.0172474266000] | Yg | [0.002317393162906544 0.002317393162906544 0.002317393162906544] | [0.0004988904071666957 0.0004988904071666957 0.0004988904071666957] | [12124.35565298214000 12124.35565298214000 12124.35565298214000] | [756250000 756250000 756250000] | [2407218.514264917 2407218.514264917 2407218.514264917] | [0 0 0 0] | [0 0 0 0] | [0 0 0 0] | [0 0 0 0] | [0 0 0 0] | [0 0 0 0] | 158771.3240271471 | 11547.00538379252 | 33333333.33333333 | 50
xf_3640_to_3586_2 | 0.0 | Yg | [7.562500000000001e-007 7.562500000000001e-007 7.562500000000001e-007] | [2.407218514264917e-009 2.407218514264917e-009 2.407218514264917e-009] | [171040.0172474266000 171040.0172474266000 171040.0172474266000] | Yg | [0.002785745370082556 0.002785745370082556 0.002785745370082556] | [0.0005444290546022573 0.0005444290546022573 0.0005444290546022573] | [12124.35565298214000 12124.35565298214000 12124.35565298214000] | [756250000 756250000 756250000] | [2407218.514264917 2407218.514264917 2407218.514264917] | [0 0 0 0] | [0 0 0 0] | [0 0 0 0] | [0 0 0 0] | [0 0 0 0] | [0 0 0 0] | 158771.3240271471 | 11547.00538379252 | 33333333.33333333 | 50
xf_3640_to_3587_3 | 0.0 | Yg | [7.562500000000001e-007 7.562500000000001e-007 7.562500000000001e-007] | [2.407218514264917e-009 2.407218514264917e-009 2.407218514264917e-009] | [171040.0172474266000 171040.0172474266000 171040.0172474266000] | Yg | [0.002433281052410604 0.002433281052410604 0.002433281052410604] | [0.0005275406061295166 0.0005275406061295166 0.0005275406061295166] | [12124.35565298214000 12124.35565298214000 12124.35565298214000] | [756250000 756250000 756250000] | [2407218.514264917 2407218.514264917 2407218.514264917] | [0 0 0 0] | [0 0 0 0] | [0 0 0 0] | [0 0 0 0] | [0 0 0 0] | [0 0 0 0] | 158771.3240271471 | 11547.00538379252 | 33333333.33333333 | 50
xf_3640_to_3588_4 | 0.0 | Yg | [7.562500000000001e-007 7.562500000000001e-007 7.562500000000001e-007] | [2.407218514264917e-009 2.407218514264917e-009 2.407218514264917e-009] | [171040.0172474266000 171040.0172474266000 171040.0172474266000] | Yg | [0.002546570986865088 0.002546570986865088 0.002546570986865088] | [0.0005218772906703791 0.0005218772906703791 0.0005218772906703791] | [12124.35565298214000 12124.35565298214000 12124.35565298214000] | [756250000 756250000 756250000] | [2407218.514264917 2407218.514264917 2407218.514264917] | [0 0 0 0] | [0 0 0 0] | [0 0 0 0] | [0 0 0 0] | [0 0 0 0] | [0 0 0 0] | 158771.3240271471 | 11547.00538379252 | 33333333.33333333 | 50
xf_3643_to_3215_1 | 0.0 | Yg | [1.7424e-007 1.7424e-007 1.7424e-007] | [5.54623145686637e-010 5.54623145686637e-010 5.54623145686637e-010] | [77162.86347719347000 77162.86347719347000 77162.86347719347000] | Yg | [0.05053770082343596 0.05053770082343596 0.05053770082343596] | [0.002390796696013106 0.002390796696013106 0.002390796696013106] | [6350.852961085884000 6350.852961085884000 6350.852961085884000] | [174240000 174240000 174240000] | [554623.1456866369 554623.1456866369 554623.1456866369] | [0 0 0 0] | [0 0 0 0] | [0 0 0 0] | [0 0 0 0] | [0 0 0 0] | [0 0 0 0] | 76210.2355330306 | 6350.852961085884 | 33333333.33333333 | 50
xf_3643_to_3215_2 | 0.0 | Yg | [1.7424e-007 1.7424e-007 1.7424e-007] | [5.54623145686637e-010 5.54623145686637e-010 5.54623145686637e-010] | [77162.86347719347000 77162.86347719347000 77162.86347719347000] | Yg | [0.05009784434578543 0.05009784434578543 0.05009784434578543] | [0.002370066255610001 0.002370066255610001 0.002370066255610001] | [6350.852961085884000 6350.852961085884000 6350.852961085884000] | [174240000 174240000 174240000] | [554623.1456866369 554623.1456866369 554623.1456866369] | [0 0 0 0] | [0 0 0 0] | [0 0 0 0] | [0 0 0 0] | [0 0 0 0] | [0 0 0 0] | 76210.2355330306 | 6350.852961085884 | 33333333.33333333 | 50
xf_3646_to_3122_1 | 0.0 | Yg | [1.7424e-007 1.7424e-007 1.7424e-007] | [5.54623145686637e-010 5.54623145686637e-010 5.54623145686637e-010] | [74304.97964470483000 74304.97964470483000 74304.97964470483000] | Yg | [0.141931108387745 0.141931108387745 0.141931108387745] | [0.01655073100942693 0.01655073100942693 0.01655073100942693] | [38105.1177665153000 38105.1177665153000 38105.1177665153000] | [174240000 174240000 174240000] | [554623.1456866369 554623.1456866369 554623.1456866369] | [0 0 0 0] | [0 0 0 0] | [0 0 0 0] | [0 0 0 0] | [0 0 0 0] | [0 0 0 0] | 76210.2355330306 | 38105.1177665153 | 33333333.33333333 | 50
xf_3646_to_3122_2 | 0.0 | Yg | [1.7424e-007 1.7424e-007 1.7424e-007] | [5.54623145686637e-010 5.54623145686637e-010 5.54623145686637e-010] | [74304.97964470483000 74304.97964470483000 74304.97964470483000] | Yg | [0.1546505035523336 0.1546505035523336 0.1546505035523336] | [0.01702900682711371 0.01702900682711371 0.01702900682711371] | [38105.1177665153000 38105.1177665153000 38105.1177665153000] | [174240000 174240000 174240000] | [554623.1456866369 554623.1456866369 554623.1456866369] | [0 0 0 0] | [0 0 0 0] | [0 0 0 0] | [0 0 0 0] | [0 0 0 0] | [0 0 0 0] | 76210.2355330306 | 38105.1177665153 | 33333333.33333333 | 50
xf_3651_to_3650_1 | 0.0 | Yg | [1.7424e-007 1.7424e-007 1.7424e-007] | [5.54623145686637e-010 5.54623145686637e-010 5.54623145686637e-010] | [75364.30191861396000 75364.30191861396000 75364.30191861396000] | Yg | [3.790712811501552 3.790712811501552 3.790712811501552] | [0.4313971722323009 0.4313971722323009 0.4313971722323009] | [190525.5888325765000 190525.5888325765000 190525.5888325765000] | [174240000 174240000 174240000] | [554623.1456866369 554623.1456866369 554623.1456866369] | [0 0 0 0] | [0 0 0 0] | [0 0 0 0] | [0 0 0 0] | [0 0 0 0] | [0 0 0 0] | 76210.2355330306 | 190525.5888325765 | 33333333.33333333 | 50
xf_3653_to_3655_1 | 0.0 | Yg | [1.089e-006 1.089e-006 1.089e-006] | [3.466394660541481e-009 3.466394660541481e-009 3.466394660541481e-009] | [199185.8428704209000 199185.8428704209000 199185.8428704209000] | Yg | [0.001145915929844439 0.001145915929844439 0.001145915929844439] | [0.0002355591482045542 0.0002355591482045542 0.0002355591482045542] | [10854.18506076497000 10854.18506076497000 10854.18506076497000] | [1089000000 1089000000 1089000000] | [3466394.660541481 3466394.660541481 3466394.660541481] | [0 0 0 0] | [0 0 0 0] | [0 0 0 0] | [0 0 0 0] | [0 0 0 0] | [0 0 0 0] | 190525.5888325765 | 10969.65511460289 | 33333333.33333333 | 50
xf_3654_to_3656_2 | 0.0 | Yg | [1.089e-006 1.089e-006 1.089e-006] | [3.466394660541481e-009 3.466394660541481e-009 3.466394660541481e-009] | [199185.8428704209000 199185.8428704209000 199185.8428704209000] | Yg | [0.001210576358282534 0.001210576358282534 0.001210576358282534] | [0.000245767713297928 0.000245767713297928 0.000245767713297928] | [10854.18506076497000 10854.18506076497000 10854.18506076497000] | [1089000000 1089000000 1089000000] | [3466394.660541481 3466394.660541481 3466394.660541481] | [0 0 0 0] | [0 0 0 0] | [0 0 0 0] | [0 0 0 0] | [0 0 0 0] | [0 0 0 0] | 190525.5888325765 | 10969.65511460289 | 33333333.33333333 | 50
xf_4003_to_4348_1 | 0.0 | Yg | [4.761e-010 4.761e-010 4.761e-010] | [1.515473368121028e-014 1.515473368121028e-014 1.515473368121028e-014] | [398.3716857408418000 398.3716857408418000 398.3716857408418000] | Yg | [0.2155802996690815 0.2155802996690815 0.2155802996690815] | [0.007866700904709074 0.007866700904709074 0.007866700904709074] | [19052.55888325765000 19052.55888325765000 19052.55888325765000] | [4761.000000000001 4761.000000000001 4761.000000000001] | [15.15473368121028 15.15473368121028 15.15473368121028] | [0 0 0 0] | [0 0 0 0] | [0 0 0 0] | [0 0 0 0] | [0 0 0 0] | [0 0 0 0] | 398.3716857408418 | 19052.55888325765 | 33333333.33333333 | 50
xf_4004_to_4347_2 | 0.0 | Yg | [1.6e-010 1.6e-010 1.6e-010] | [5.092958178940652e-015 5.092958178940652e-015 5.092958178940652e-015] | [230.9401076758503000 230.9401076758503000 230.9401076758503000] | Yg | [0.08322706058563295 0.08322706058563295 0.08322706058563295] | [0.002131282701120168 0.002131282701120168 0.002131282701120168] | [19052.55888325765000 19052.55888325765000 19052.55888325765000] | [1600 1600 1600] | [5.092958178940651 5.092958178940651 5.092958178940651] | [0 0 0 0] | [0 0 0 0] | [0 0 0 0] | [0 0 0 0] | [0 0 0 0] | [0 0 0 0] | 230.9401076758503 | 19052.55888325765 | 33333333.33333333 | 50
xf_4007_to_4350_3 | 0.0 | Yg | [1e-009 1e-009 1e-009] | [3.183098861837908e-014 3.183098861837908e-014 3.183098861837908e-014] | [577.3502691896258000 577.3502691896258000 577.3502691896258000] | Yg | [0.05382441201172752 0.05382441201172752 0.05382441201172752] | [0.001965223501259578 0.001965223501259578 0.001965223501259578] | [19052.55888325765000 19052.55888325765000 19052.55888325765000] | [10000 10000 10000] | [31.83098861837907 31.83098861837907 31.83098861837907] | [0 0 0 0] | [0 0 0 0] | [0 0 0 0] | [0 0 0 0] | [0 0 0 0] | [0 0 0 0] | 577.3502691896258 | 19052.55888325765 | 33333333.33333333 | 50
xf_4008_to_4350_2 | 0.0 | Yg | [1e-009 1e-009 1e-009] | [3.183098861837908e-014 3.183098861837908e-014 3.183098861837908e-014] | [577.3502691896258000 577.3502691896258000 577.3502691896258000] | Yg | [0.05551613686913751 0.05551613686913751 0.05551613686913751] | [0.001984856535834043 0.001984856535834043 0.001984856535834043] | [19052.55888325765000 19052.55888325765000 19052.55888325765000] | [10000 10000 10000] | [31.83098861837907 31.83098861837907 31.83098861837907] | [0 0 0 0] | [0 0 0 0] | [0 0 0 0] | [0 0 0 0] | [0 0 0 0] | [0 0 0 0] | 577.3502691896258 | 19052.55888325765 | 33333333.33333333 | 50
xf_4022_to_4367_6 | 0.0 | Yg | [4.761e-010 4.761e-010 4.761e-010] | [1.515473368121028e-014 1.515473368121028e-014 1.515473368121028e-014] | [398.3716857408418000 398.3716857408418000 398.3716857408418000] | Yg | [0.08776829716708497 0.08776829716708497 0.08776829716708497] | [0.002173171725479583 0.002173171725479583 0.002173171725479583] | [19052.55888325765000 19052.55888325765000 19052.55888325765000] | [4761.000000000001 4761.000000000001 4761.000000000001] | [15.15473368121028 15.15473368121028 15.15473368121028] | [0 0 0 0] | [0 0 0 0] | [0 0 0 0] | [0 0 0 0] | [0 0 0 0] | [0 0 0 0] | 398.3716857408418 | 19052.55888325765 | 33333333.33333333 | 50
xf_4023_to_4368_5 | 0.0 | Yg | [4.761e-010 4.761e-010 4.761e-010] | [1.515473368121028e-014 1.515473368121028e-014 1.515473368121028e-014] | [398.3716857408418000 398.3716857408418000 398.3716857408418000] | Yg | [0.09592296688082308 0.09592296688082308 0.09592296688082308] | [0.002106978530339704 0.002106978530339704 0.002106978530339704] | [19052.55888325765000 19052.55888325765000 19052.55888325765000] | [4761.000000000001 4761.000000000001 4761.000000000001] | [15.15473368121028 15.15473368121028 15.15473368121028] | [0 0 0 0] | [0 0 0 0] | [0 0 0 0] | [0 0 0 0] | [0 0 0 0] | [0 0 0 0] | 398.3716857408418 | 19052.55888325765 | 33333333.33333333 | 50
xf_4024_to_4369_7 | 0.0 | Yg | [4.761e-010 4.761e-010 4.761e-010] | [1.515473368121028e-014 1.515473368121028e-014 1.515473368121028e-014] | [398.3716857408418000 398.3716857408418000 398.3716857408418000] | Yg | [0.08959225774550345 0.08959225774550345 0.08959225774550345] | [0.00214912278676005 0.00214912278676005 0.00214912278676005] | [19052.55888325765000 19052.55888325765000 19052.55888325765000] | [4761.000000000001 4761.000000000001 4761.000000000001] | [15.15473368121028 15.15473368121028 15.15473368121028] | [0 0 0 0] | [0 0 0 0] | [0 0 0 0] | [0 0 0 0] | [0 0 0 0] | [0 0 0 0] | 398.3716857408418 | 19052.55888325765 | 33333333.33333333 | 50
xf_4026_to_4370_2 | 0.0 | Yg | [4.761e-010 4.761e-010 4.761e-010] | [1.515473368121028e-014 1.515473368121028e-014 1.515473368121028e-014] | [418.2902700278839000 418.2902700278839000 418.2902700278839000] | Yg | [0.1149529175438797 0.1149529175438797 0.1149529175438797] | [0.003392978344046312 0.003392978344046312 0.003392978344046312] | [19052.55888325765000 19052.55888325765000 19052.55888325765000] | [4761.000000000001 4761.000000000001 4761.000000000001] | [15.15473368121028 15.15473368121028 15.15473368121028] | [0 0 0 0] | [0 0 0 0] | [0 0 0 0] | [0 0 0 0] | [0 0 0 0] | [0 0 0 0] | 398.3716857408418 | 19052.55888325765 | 33333333.33333333 | 50
xf_4038_to_4037_1 | 0.0 | Yg | [4.356000000000001e-008 4.356000000000001e-008 4.356000000000001e-008] | [1.386557864216592e-010 1.386557864216592e-010 1.386557864216592e-010] | [40010.37365484107000 40010.37365484107000 40010.37365484107000] | Yg | [0 0 0] | [0.0003928156239075571 0.0003928156239075571 0.0003928156239075571] | [6639.528095680697000 6639.528095680697000 6639.528095680697000] | [43560000 43560000 43560000] | [138655.7864216592 138655.7864216592 138655.7864216592] | [0 0 0 0] | [0 0 0 0] | [0 0 0 0] | [0 0 0 0] | [0 0 0 0] | [0 0 0 0] | 38105.1177665153 | 6639.528095680696 | 33333333.33333333 | 50
xf_4047_to_4048_2 | 0.0 | Yg | [4.761e-010 4.761e-010 4.761e-010] | [1.515473368121028e-014 1.515473368121028e-014 1.515473368121028e-014] | [418.2902700278839000 418.2902700278839000 418.2902700278839000] | Yg | [0.0877948213377017 0.0877948213377017 0.0877948213377017] | [0.002189041023717457 0.002189041023717457 0.002189041023717457] | [19052.55888325765000 19052.55888325765000 19052.55888325765000] | [4761.000000000001 4761.000000000001 4761.000000000001] | [15.15473368121028 15.15473368121028 15.15473368121028] | [0 0 0 0] | [0 0 0 0] | [0 0 0 0] | [0 0 0 0] | [0 0 0 0] | [0 0 0 0] | 398.3716857408418 | 19052.55888325765 | 33333333.33333333 | 50
xf_4049_to_4372_2 | 0.0 | Yg | [4.761e-010 4.761e-010 4.761e-010] | [1.515473368121028e-014 1.515473368121028e-014 1.515473368121028e-014] | [418.2902700278839000 418.2902700278839000 418.2902700278839000] | Yg | [0.07871962409395311 0.07871962409395311 0.07871962409395311] | [0.00224320691660988 0.00224320691660988 0.00224320691660988] | [19052.55888325765000 19052.55888325765000 19052.55888325765000] | [4761.000000000001 4761.000000000001 4761.000000000001] | [15.15473368121028 15.15473368121028 15.15473368121028] | [0 0 0 0] | [0 0 0 0] | [0 0 0 0] | [0 0 0 0] | [0 0 0 0] | [0 0 0 0] | 398.3716857408418 | 19052.55888325765 | 33333333.33333333 | 50
xf_4050_to_4373_1 | 0.0 | Yg | [4.761e-010 4.761e-010 4.761e-010] | [1.515473368121028e-014 1.515473368121028e-014 1.515473368121028e-014] | [418.2902700278839000 418.2902700278839000 418.2902700278839000] | Yg | [0.06681138106182997 0.06681138106182997 0.06681138106182997] | [0.001633684969881792 0.001633684969881792 0.001633684969881792] | [19052.55888325765000 19052.55888325765000 19052.55888325765000] | [4761.000000000001 4761.000000000001 4761.000000000001] | [15.15473368121028 15.15473368121028 15.15473368121028] | [0 0 0 0] | [0 0 0 0] | [0 0 0 0] | [0 0 0 0] | [0 0 0 0] | [0 0 0 0] | 398.3716857408418 | 19052.55888325765 | 33333333.33333333 | 50
xf_4051_to_4376_1 | 0.0 | Yg | [4.761e-010 4.761e-010 4.761e-010] | [1.515473368121028e-014 1.515473368121028e-014 1.515473368121028e-014] | [404.1451884327381000 404.1451884327381000 404.1451884327381000] | Yg | [0.0436728740870035 0.0436728740870035 0.0436728740870035] | [0.0009844314206899571 0.0009844314206899571 0.0009844314206899571] | [12701.70592217177000 12701.70592217177000 12701.70592217177000] | [4761.000000000001 4761.000000000001 4761.000000000001] | [15.15473368121028 15.15473368121028 15.15473368121028] | [0 0 0 0] | [0 0 0 0] | [0 0 0 0] | [0 0 0 0] | [0 0 0 0] | [0 0 0 0] | 398.3716857408418 | 12701.70592217177 | 33333333.33333333 | 50
xf_4078_to_4074_2 | 0.0 | Yg | [4.761e-010 4.761e-010 4.761e-010] | [1.515473368121028e-014 1.515473368121028e-014 1.515473368121028e-014] | [404.1451884327381000 404.1451884327381000 404.1451884327381000] | Yg | [0.3006183951579992 0.3006183951579992 0.3006183951579992] | [0.01106596935705843 0.01106596935705843 0.01106596935705843] | [19052.55888325765000 19052.55888325765000 19052.55888325765000] | [4761.000000000001 4761.000000000001 4761.000000000001] | [15.15473368121028 15.15473368121028 15.15473368121028] | [0 0 0 0] | [0 0 0 0] | [0 0 0 0] | [0 0 0 0] | [0 0 0 0] | [0 0 0 0] | 398.3716857408418 | 19052.55888325765 | 33333333.33333333 | 50
xf_4079_to_4074_4 | 0.0 | Yg | [4.761e-010 4.761e-010 4.761e-010] | [1.515473368121028e-014 1.515473368121028e-014 1.515473368121028e-014] | [404.1451884327381000 404.1451884327381000 404.1451884327381000] | Yg | [0.430544483923855 0.430544483923855 0.430544483923855] | [0.01520530518912654 0.01520530518912654 0.01520530518912654] | [19052.55888325765000 19052.55888325765000 19052.55888325765000] | [4761.000000000001 4761.000000000001 4761.000000000001] | [15.15473368121028 15.15473368121028 15.15473368121028] | [0 0 0 0] | [0 0 0 0] | [0 0 0 0] | [0 0 0 0] | [0 0 0 0] | [0 0 0 0] | 398.3716857408418 | 19052.55888325765 | 33333333.33333333 | 50
xf_4080_to_4103_3 | 0.0 | Yg | [4.761e-010 4.761e-010 4.761e-010] | [1.515473368121028e-014 1.515473368121028e-014 1.515473368121028e-014] | [388.4123935973208000 388.4123935973208000 388.4123935973208000] | Yg | [0.1075420147507686 0.1075420147507686 0.1075420147507686] | [0.003391253286266667 0.003391253286266667 0.003391253286266667] | [19052.55888325765000 19052.55888325765000 19052.55888325765000] | [4761.000000000001 4761.000000000001 4761.000000000001] | [15.15473368121028 15.15473368121028 15.15473368121028] | [0 0 0 0] | [0 0 0 0] | [0 0 0 0] | [0 0 0 0] | [0 0 0 0] | [0 0 0 0] | 398.3716857408418 | 19052.55888325765 | 33333333.33333333 | 50
xf_4081_to_4103_4 | 0.0 | Yg | [1e-009 1e-009 1e-009] | [3.183098861837908e-014 3.183098861837908e-014 3.183098861837908e-014] | [577.3502691896258000 577.3502691896258000 577.3502691896258000] | Yg | [0.1032294287266077 0.1032294287266077 0.1032294287266077] | [0.004611858039961582 0.004611858039961582 0.004611858039961582] | [19052.55888325765000 19052.55888325765000 19052.55888325765000] | [10000 10000 10000] | [31.83098861837907 31.83098861837907 31.83098861837907] | [0 0 0 0] | [0 0 0 0] | [0 0 0 0] | [0 0 0 0] | [0 0 0 0] | [0 0 0 0] | 577.3502691896258 | 19052.55888325765 | 33333333.33333333 | 50
xf_4082_to_4102_5 | 0.0 | Yg | [1e-009 1e-009 1e-009] | [3.183098861837908e-014 3.183098861837908e-014 3.183098861837908e-014] | [577.3502691896258000 577.3502691896258000 577.3502691896258000] | Yg | [0.06626068160538025 0.06626068160538025 0.06626068160538025] | [0.003063185661629931 0.003063185661629931 0.003063185661629931] | [19052.55888325765000 19052.55888325765000 19052.55888325765000] | [10000 10000 10000] | [31.83098861837907 31.83098861837907 31.83098861837907] | [0 0 0 0] | [0 0 0 0] | [0 0 0 0] | [0 0 0 0] | [0 0 0 0] | [0 0 0 0] | 577.3502691896258 | 19052.55888325765 | 33333333.33333333 | 50
xf_4083_to_4102_6 | 0.0 | Yg | [1e-009 1e-009 1e-009] | [3.183098861837908e-014 3.183098861837908e-014 3.183098861837908e-014] | [577.3502691896258000 577.3502691896258000 577.3502691896258000] | Yg | [0.1613550344849187 0.1613550344849187 0.1613550344849187] | [0.007181629570224859 0.007181629570224859 0.007181629570224859] | [19052.55888325765000 19052.55888325765000 19052.55888325765000] | [10000 10000 10000] | [31.83098861837907 31.83098861837907 31.83098861837907] | [0 0 0 0] | [0 0 0 0] | [0 0 0 0] | [0 0 0 0] | [0 0 0 0] | [0 0 0 0] | 577.3502691896258 | 19052.55888325765 | 33333333.33333333 | 50
xf_4084_to_4085_2 | 0.0 | Yg | [4.761e-010 4.761e-010 4.761e-010] | [1.515473368121028e-014 1.515473368121028e-014 1.515473368121028e-014] | [418.2902700278839000 418.2902700278839000 418.2902700278839000] | Yg | [0.07748459874355267 0.07748459874355267 0.07748459874355267] | [0.002031734107319873 0.002031734107319873 0.002031734107319873] | [19052.55888325765000 19052.55888325765000 19052.55888325765000] | [4761.000000000001 4761.000000000001 4761.000000000001] | [15.15473368121028 15.15473368121028 15.15473368121028] | [0 0 0 0] | [0 0 0 0] | [0 0 0 0] | [0 0 0 0] | [0 0 0 0] | [0 0 0 0] | 398.3716857408418 | 19052.55888325765 | 33333333.33333333 | 50
xf_4091_to_4410_6 | 0.0 | Yg | [4.356000000000001e-008 4.356000000000001e-008 4.356000000000001e-008] | [1.386557864216592e-010 1.386557864216592e-010 1.386557864216592e-010] | [39057.74571067818000 39057.74571067818000 39057.74571067818000] | Yg | [0.01885721814356746 0.01885721814356746 0.01885721814356746] | [0.003518749840852297 0.003518749840852297 0.003518749840852297] | [6350.852961085884000 6350.852961085884000 6350.852961085884000] | [43560000 43560000 43560000] | [138655.7864216592 138655.7864216592 138655.7864216592] | [0 0 0 0] | [0 0 0 0] | [0 0 0 0] | [0 0 0 0] | [0 0 0 0] | [0 0 0 0] | 38105.1177665153 | 6350.852961085884 | 33333333.33333333 | 50
xf_4091_to_4411_3 | 0.0 | Yg | [4.356000000000001e-008 4.356000000000001e-008 4.356000000000001e-008] | [1.386557864216592e-010 1.386557864216592e-010 1.386557864216592e-010] | [39057.74571067818000 39057.74571067818000 39057.74571067818000] | Yg | [0.01890130987276137 0.01890130987276137 0.01890130987276137] | [0.003378702628286813 0.003378702628286813 0.003378702628286813] | [6350.852961085884000 6350.852961085884000 6350.852961085884000] | [43560000 43560000 43560000] | [138655.7864216592 138655.7864216592 138655.7864216592] | [0 0 0 0] | [0 0 0 0] | [0 0 0 0] | [0 0 0 0] | [0 0 0 0] | [0 0 0 0] | 38105.1177665153 | 6350.852961085884 | 33333333.33333333 | 50
xf_4091_to_4412_4 | 0.0 | Yg | [4.356000000000001e-008 4.356000000000001e-008 4.356000000000001e-008] | [1.386557864216592e-010 1.386557864216592e-010 1.386557864216592e-010] | [39057.74571067818000 39057.74571067818000 39057.74571067818000] | Yg | [0.02004599390199031 0.02004599390199031 0.02004599390199031] | [0.003406479333319948 0.003406479333319948 0.003406479333319948] | [6350.852961085884000 6350.852961085884000 6350.852961085884000] | [43560000 43560000 43560000] | [138655.7864216592 138655.7864216592 138655.7864216592] | [0 0 0 0] | [0 0 0 0] | [0 0 0 0] | [0 0 0 0] | [0 0 0 0] | [0 0 0 0] | 38105.1177665153 | 6350.852961085884 | 33333333.33333333 | 50
xf_4091_to_4413_5 | 0.0 | Yg | [4.356000000000001e-008 4.356000000000001e-008 4.356000000000001e-008] | [1.386557864216592e-010 1.386557864216592e-010 1.386557864216592e-010] | [39057.74571067818000 39057.74571067818000 39057.74571067818000] | Yg | [0.01954948523636913 0.01954948523636913 0.01954948523636913] | [0.003339313879741568 0.003339313879741568 0.003339313879741568] | [6350.852961085884000 6350.852961085884000 6350.852961085884000] | [43560000 43560000 43560000] | [138655.7864216592 138655.7864216592 138655.7864216592] | [0 0 0 0] | [0 0 0 0] | [0 0 0 0] | [0 0 0 0] | [0 0 0 0] | [0 0 0 0] | 38105.1177665153 | 6350.852961085884 | 33333333.33333333 | 50
xf_4091_to_4414_1 | 0.0 | Yg | [4.356000000000001e-008 4.356000000000001e-008 4.356000000000001e-008] | [1.386557864216592e-010 1.386557864216592e-010 1.386557864216592e-010] | [39057.74571067818000 39057.74571067818000 39057.74571067818000] | Yg | [0.01889617235135283 0.01889617235135283 0.01889617235135283] | [0.003594761524913519 0.003594761524913519 0.003594761524913519] | [6350.852961085884000 6350.852961085884000 6350.852961085884000] | [43560000 43560000 43560000] | [138655.7864216592 138655.7864216592 138655.7864216592] | [0 0 0 0] | [0 0 0 0] | [0 0 0 0] | [0 0 0 0] | [0 0 0 0] | [0 0 0 0] | 38105.1177665153 | 6350.852961085884 | 33333333.33333333 | 50
xf_4091_to_4415_2 | 0.0 | Yg | [4.356000000000001e-008 4.356000000000001e-008 4.356000000000001e-008] | [1.386557864216592e-010 1.386557864216592e-010 1.386557864216592e-010] | [39057.74571067818000 39057.74571067818000 39057.74571067818000] | Yg | [0.01937012015983467 0.01937012015983467 0.01937012015983467] | [0.003549978099151594 0.003549978099151594 0.003549978099151594] | [6350.852961085884000 6350.852961085884000 6350.852961085884000] | [43560000 43560000 43560000] | [138655.7864216592 138655.7864216592 138655.7864216592] | [0 0 0 0] | [0 0 0 0] | [0 0 0 0] | [0 0 0 0] | [0 0 0 0] | [0 0 0 0] | 38105.1177665153 | 6350.852961085884 | 33333333.33333333 | 50
xf_4104_to_4048_1 | 0.0 | Yg | [7.562500000000001e-007 7.562500000000001e-007 7.562500000000001e-007] | [2.407218514264917e-009 2.407218514264917e-009 2.407218514264917e-009] | [165201.5626502466000 165201.5626502466000 165201.5626502466000] | Yg | [0.04209723713737817 0.04209723713737817 0.04209723713737817] | [0.003963650372174798 0.003963650372174798 0.003963650372174798] | [19052.55888325765000 19052.55888325765000 19052.55888325765000] | [756250000 756250000 756250000] | [2407218.514264917 2407218.514264917 2407218.514264917] | [0 0 0 0] | [0 0 0 0] | [0 0 0 0] | [0 0 0 0] | [0 0 0 0] | [0 0 0 0] | 158771.3240271471 | 19052.55888325765 | 33333333.33333333 | 50
xf_4109_to_4372_1 | 0.0 | Yg | [7.562500000000001e-007 7.562500000000001e-007 7.562500000000001e-007] | [2.407218514264917e-009 2.407218514264917e-009 2.407218514264917e-009] | [162740.6071278258000 162740.6071278258000 162740.6071278258000] | Yg | [0.04130844715157505 0.04130844715157505 0.04130844715157505] | [0.004059023570616264 0.004059023570616264 0.004059023570616264] | [19052.55888325765000 19052.55888325765000 19052.55888325765000] | [756250000 756250000 756250000] | [2407218.514264917 2407218.514264917 2407218.514264917] | [0 0 0 0] | [0 0 0 0] | [0 0 0 0] | [0 0 0 0] | [0 0 0 0] | [0 0 0 0] | 158771.3240271471 | 19052.55888325765 | 33333333.33333333 | 50
xf_4112_to_4058_1 | 0.0 | Yg | [7.562500000000001e-007 7.562500000000001e-007 7.562500000000001e-007] | [2.407218514264917e-009 2.407218514264917e-009 2.407218514264917e-009] | [168297.6034687759000 168297.6034687759000 168297.6034687759000] | Yg | [0.004899850139393616 0.004899850139393616 0.004899850139393616] | [0.0007466668340524686 0.0007466668340524686 0.0007466668340524686] | [7967.433714816836000 7967.433714816836000 7967.433714816836000] | [756250000 756250000 756250000] | [2407218.514264917 2407218.514264917 2407218.514264917] | [0 0 0 0] | [0 0 0 0] | [0 0 0 0] | [0 0 0 0] | [0 0 0 0] | [0 0 0 0] | 158771.3240271471 | 7967.433714816836 | 33333333.33333333 | 50
xf_4112_to_4059_2 | 0.0 | Yg | [7.562500000000001e-007 7.562500000000001e-007 7.562500000000001e-007] | [2.407218514264917e-009 2.407218514264917e-009 2.407218514264917e-009] | [168297.6034687759000 168297.6034687759000 168297.6034687759000] | Yg | [0.00510549655812226 0.00510549655812226 0.00510549655812226] | [0.0007906742406250641 0.0007906742406250641 0.0007906742406250641] | [7967.433714816836000 7967.433714816836000 7967.433714816836000] | [756250000 756250000 756250000] | [2407218.514264917 2407218.514264917 2407218.514264917] | [0 0 0 0] | [0 0 0 0] | [0 0 0 0] | [0 0 0 0] | [0 0 0 0] | [0 0 0 0] | 158771.3240271471 | 7967.433714816836 | 33333333.33333333 | 50
xf_4112_to_4061_4 | 0.0 | Yg | [7.562500000000001e-007 7.562500000000001e-007 7.562500000000001e-007] | [2.407218514264917e-009 2.407218514264917e-009 2.407218514264917e-009] | [168297.6034687759000 168297.6034687759000 168297.6034687759000] | Yg | [0.006167496284315149 0.006167496284315149 0.006167496284315149] | [0.0006941841813097902 0.0006941841813097902 0.0006941841813097902] | [7967.433714816836000 7967.433714816836000 7967.433714816836000] | [756250000 756250000 756250000] | [2407218.514264917 2407218.514264917 2407218.514264917] | [0 0 0 0] | [0 0 0 0] | [0 0 0 0] | [0 0 0 0] | [0 0 0 0] | [0 0 0 0] | 158771.3240271471 | 7967.433714816836 | 33333333.33333333 | 50
xf_4113_to_4169_1 | 0.0 | Yg | [7.562500000000001e-007 7.562500000000001e-007 7.562500000000001e-007] | [2.407218514264917e-009 2.407218514264917e-009 2.407218514264917e-009] | [160835.3512395000 160835.3512395000 160835.3512395000] | Yg | [0.379448958969605 0.379448958969605 0.379448958969605] | [0.06088747089557953 0.06088747089557953 0.06088747089557953] | [76210.2355330306000 76210.2355330306000 76210.2355330306000] | [756250000 756250000 756250000] | [2407218.514264917 2407218.514264917 2407218.514264917] | [0 0 0 0] | [0 0 0 0] | [0 0 0 0] | [0 0 0 0] | [0 0 0 0] | [0 0 0 0] | 158771.3240271471 | 76210.2355330306 | 33333333.33333333 | 50
xf_4113_to_4169_2 | 0.0 | Yg | [7.562500000000001e-007 7.562500000000001e-007 7.562500000000001e-007] | [2.407218514264917e-009 2.407218514264917e-009 2.407218514264917e-009] | [160835.3512395000 160835.3512395000 160835.3512395000] | Yg | [0.3643303008799881 0.3643303008799881 0.3643303008799881] | [0.0606761368667162 0.0606761368667162 0.0606761368667162] | [76210.2355330306000 76210.2355330306000 76210.2355330306000] | [756250000 756250000 756250000] | [2407218.514264917 2407218.514264917 2407218.514264917] | [0 0 0 0] | [0 0 0 0] | [0 0 0 0] | [0 0 0 0] | [0 0 0 0] | [0 0 0 0] | 158771.3240271471 | 76210.2355330306 | 33333333.33333333 | 50
xf_4113_to_4169_3 | 0.0 | Yg | [7.562500000000001e-007 7.562500000000001e-007 7.562500000000001e-007] | [2.407218514264917e-009 2.407218514264917e-009 2.407218514264917e-009] | [160835.3512395000 160835.3512395000 160835.3512395000] | Yg | [0.3771090241749429 0.3771090241749429 0.3771090241749429] | [0.05778693265611531 0.05778693265611531 0.05778693265611531] | [76210.2355330306000 76210.2355330306000 76210.2355330306000] | [756250000 756250000 756250000] | [2407218.514264917 2407218.514264917 2407218.514264917] | [0 0 0 0] | [0 0 0 0] | [0 0 0 0] | [0 0 0 0] | [0 0 0 0] | [0 0 0 0] | 158771.3240271471 | 76210.2355330306 | 33333333.33333333 | 50
xf_4114_to_4363_1 | 0.0 | Yg | [7.562500000000001e-007 7.562500000000001e-007 7.562500000000001e-007] | [2.407218514264917e-009 2.407218514264917e-009 2.407218514264917e-009] | [161470.4365356086000 161470.4365356086000 161470.4365356086000] | Yg | [0.0194153091301502 0.0194153091301502 0.0194153091301502] | [0.003079082933305501 0.003079082933305501 0.003079082933305501] | [19052.55888325765000 19052.55888325765000 19052.55888325765000] | [756250000 756250000 756250000] | [2407218.514264917 2407218.514264917 2407218.514264917] | [0 0 0 0] | [0 0 0 0] | [0 0 0 0] | [0 0 0 0] | [0 0 0 0] | [0 0 0 0] | 158771.3240271471 | 19052.55888325765 | 33333333.33333333 | 50
xf_4114_to_4363_2 | 0.0 | Yg | [7.562500000000001e-007 7.562500000000001e-007 7.562500000000001e-007] | [2.407218514264917e-009 2.407218514264917e-009 2.407218514264917e-009] | [161470.4365356086000 161470.4365356086000 161470.4365356086000] | Yg | [0.01964087182286709 0.01964087182286709 0.01964087182286709] | [0.003132903067283171 0.003132903067283171 0.003132903067283171] | [19052.55888325765000 19052.55888325765000 19052.55888325765000] | [756250000 756250000 756250000] | [2407218.514264917 2407218.514264917 2407218.514264917] | [0 0 0 0] | [0 0 0 0] | [0 0 0 0] | [0 0 0 0] | [0 0 0 0] | [0 0 0 0] | 158771.3240271471 | 19052.55888325765 | 33333333.33333333 | 50
xf_4119_to_4367_4 | 0.0 | Yg | [7.562500000000001e-007 7.562500000000001e-007 7.562500000000001e-007] | [2.407218514264917e-009 2.407218514264917e-009 2.407218514264917e-009] | [164725.2486781651000 164725.2486781651000 164725.2486781651000] | Yg | [0.01659974672951999 0.01659974672951999 0.01659974672951999] | [0.003088547460981026 0.003088547460981026 0.003088547460981026] | [19052.55888325765000 19052.55888325765000 19052.55888325765000] | [756250000 756250000 756250000] | [2407218.514264917 2407218.514264917 2407218.514264917] | [0 0 0 0] | [0 0 0 0] | [0 0 0 0] | [0 0 0 0] | [0 0 0 0] | [0 0 0 0] | 158771.3240271471 | 19052.55888325765 | 33333333.33333333 | 50
xf_4120_to_4368_2 | 0.0 | Yg | [7.562500000000001e-007 7.562500000000001e-007 7.562500000000001e-007] | [2.407218514264917e-009 2.407218514264917e-009 2.407218514264917e-009] | [164725.2486781651000 164725.2486781651000 164725.2486781651000] | Yg | [0.01672034950644452 0.01672034950644452 0.01672034950644452] | [0.003166459583377728 0.003166459583377728 0.003166459583377728] | [19052.55888325765000 19052.55888325765000 19052.55888325765000] | [756250000 756250000 756250000] | [2407218.514264917 2407218.514264917 2407218.514264917] | [0 0 0 0] | [0 0 0 0] | [0 0 0 0] | [0 0 0 0] | [0 0 0 0] | [0 0 0 0] | 158771.3240271471 | 19052.55888325765 | 33333333.33333333 | 50
xf_4121_to_4369_1 | 0.0 | Yg | [7.562500000000001e-007 7.562500000000001e-007 7.562500000000001e-007] | [2.407218514264917e-009 2.407218514264917e-009 2.407218514264917e-009] | [164725.2486781651000 164725.2486781651000 164725.2486781651000] | Yg | [0.01751344883987684 0.01751344883987684 0.01751344883987684] | [0.002948081878474479 0.002948081878474479 0.002948081878474479] | [19052.55888325765000 19052.55888325765000 19052.55888325765000] | [756250000 756250000 756250000] | [2407218.514264917 2407218.514264917 2407218.514264917] | [0 0 0 0] | [0 0 0 0] | [0 0 0 0] | [0 0 0 0] | [0 0 0 0] | [0 0 0 0] | 158771.3240271471 | 19052.55888325765 | 33333333.33333333 | 50
xf_4122_to_4025_3 | 0.0 | Yg | [7.562500000000001e-007 7.562500000000001e-007 7.562500000000001e-007] | [2.407218514264917e-009 2.407218514264917e-009 2.407218514264917e-009] | [152817.3993761291000 152817.3993761291000 152817.3993761291000] | Yg | [0.01791681089215954 0.01791681089215954 0.01791681089215954] | [0.003096760197107219 0.003096760197107219 0.003096760197107219] | [19052.55888325765000 19052.55888325765000 19052.55888325765000] | [756250000 756250000 756250000] | [2407218.514264917 2407218.514264917 2407218.514264917] | [0 0 0 0] | [0 0 0 0] | [0 0 0 0] | [0 0 0 0] | [0 0 0 0] | [0 0 0 0] | 158771.3240271471 | 19052.55888325765 | 33333333.33333333 | 50
xf_4125_to_4238_1 | 0.0 | Yg | [7.562500000000001e-007 7.562500000000001e-007 7.562500000000001e-007] | [2.407218514264917e-009 2.407218514264917e-009 2.407218514264917e-009] | [158771.3240271471000 158771.3240271471000 158771.3240271471000] | Yg | [0.07419531039034416 0.07419531039034416 0.07419531039034416] | [0.01372707761797094 0.01372707761797094 0.01372707761797094] | [38105.1177665153000 38105.1177665153000 38105.1177665153000] | [756250000 756250000 756250000] | [2407218.514264917 2407218.514264917 2407218.514264917] | [0 0 0 0] | [0 0 0 0] | [0 0 0 0] | [0 0 0 0] | [0 0 0 0] | [0 0 0 0] | 158771.3240271471 | 38105.1177665153 | 33333333.33333333 | 50
xf_4125_to_4238_2 | 0.0 | Yg | [7.562500000000001e-007 7.562500000000001e-007 7.562500000000001e-007] | [2.407218514264917e-009 2.407218514264917e-009 2.407218514264917e-009] | [158771.3240271471000 158771.3240271471000 158771.3240271471000] | Yg | [0.07593289286092789 0.07593289286092789 0.07593289286092789] | [0.01828142724394268 0.01828142724394268 0.01828142724394268] | [38105.1177665153000 38105.1177665153000 38105.1177665153000] | [756250000 756250000 756250000] | [2407218.514264917 2407218.514264917 2407218.514264917] | [0 0 0 0] | [0 0 0 0] | [0 0 0 0] | [0 0 0 0] | [0 0 0 0] | [0 0 0 0] | 158771.3240271471 | 38105.1177665153 | 33333333.33333333 | 50
xf_4126_to_4127_1 | 0.0 | Yg | [1.7424e-007 1.7424e-007 1.7424e-007] | [5.54623145686637e-010 5.54623145686637e-010 5.54623145686637e-010] | [76210.2355330306000 76210.2355330306000 76210.2355330306000] | Yg | [0.07732505936940082 0.07732505936940082 0.07732505936940082] | [0.008319982843325023 0.008319982843325023 0.008319982843325023] | [19052.55888325765000 19052.55888325765000 19052.55888325765000] | [174240000 174240000 174240000] | [554623.1456866369 554623.1456866369 554623.1456866369] | [0 0 0 0] | [0 0 0 0] | [0 0 0 0] | [0 0 0 0] | [0 0 0 0] | [0 0 0 0] | 76210.2355330306 | 19052.55888325765 | 33333333.33333333 | 50
xf_4126_to_4127_2 | 0.0 | Yg | [1.7424e-007 1.7424e-007 1.7424e-007] | [5.54623145686637e-010 5.54623145686637e-010 5.54623145686637e-010] | [76210.2355330306000 76210.2355330306000 76210.2355330306000] | Yg | [0.07417883523783175 0.07417883523783175 0.07417883523783175] | [0.008505956256629081 0.008505956256629081 0.008505956256629081] | [19052.55888325765000 19052.55888325765000 19052.55888325765000] | [174240000 174240000 174240000] | [554623.1456866369 554623.1456866369 554623.1456866369] | [0 0 0 0] | [0 0 0 0] | [0 0 0 0] | [0 0 0 0] | [0 0 0 0] | [0 0 0 0] | 76210.2355330306 | 19052.55888325765 | 33333333.33333333 | 50
xf_4128_to_4052_1 | 0.0 | Yg | [7.562500000000001e-007 7.562500000000001e-007 7.562500000000001e-007] | [2.407218514264917e-009 2.407218514264917e-009 2.407218514264917e-009] | [166709.8902285045000 166709.8902285045000 166709.8902285045000] | Yg | [0.003032003428388133 0.003032003428388133 0.003032003428388133] | [0.0004885277457660393 0.0004885277457660393 0.0004885277457660393] | [9093.266739736606000 9093.266739736606000 9093.266739736606000] | [756250000 756250000 756250000] | [2407218.514264917 2407218.514264917 2407218.514264917] | [0 0 0 0] | [0 0 0 0] | [0 0 0 0] | [0 0 0 0] | [0 0 0 0] | [0 0 0 0] | 158771.3240271471 | 9093.266739736606 | 33333333.33333333 | 50
xf_4128_to_4053_2 | 0.0 | Yg | [7.562500000000001e-007 7.562500000000001e-007 7.562500000000001e-007] | [2.407218514264917e-009 2.407218514264917e-009 2.407218514264917e-009] | [166709.8902285045000 166709.8902285045000 166709.8902285045000] | Yg | [0.00303843739989588 0.00303843739989588 0.00303843739989588] | [0.0004514783021794983 0.0004514783021794983 0.0004514783021794983] | [9093.266739736606000 9093.266739736606000 9093.266739736606000] | [756250000 756250000 756250000] | [2407218.514264917 2407218.514264917 2407218.514264917] | [0 0 0 0] | [0 0 0 0] | [0 0 0 0] | [0 0 0 0] | [0 0 0 0] | [0 0 0 0] | 158771.3240271471 | 9093.266739736606 | 33333333.33333333 | 50
xf_4128_to_4054_3 | 0.0 | Yg | [7.562500000000001e-007 7.562500000000001e-007 7.562500000000001e-007] | [2.407218514264917e-009 2.407218514264917e-009 2.407218514264917e-009] | [166709.8902285045000 166709.8902285045000 166709.8902285045000] | Yg | [0.003706686729014195 0.003706686729014195 0.003706686729014195] | [0.0005138956467530659 0.0005138956467530659 0.0005138956467530659] | [9093.266739736606000 9093.266739736606000 9093.266739736606000] | [756250000 756250000 756250000] | [2407218.514264917 2407218.514264917 2407218.514264917] | [0 0 0 0] | [0 0 0 0] | [0 0 0 0] | [0 0 0 0] | [0 0 0 0] | [0 0 0 0] | 158771.3240271471 | 9093.266739736606 | 33333333.33333333 | 50
xf_4129_to_4062_1 | 0.0 | Yg | [7.562500000000001e-007 7.562500000000001e-007 7.562500000000001e-007] | [2.407218514264917e-009 2.407218514264917e-009 2.407218514264917e-009] | [165916.0336083687000 165916.0336083687000 165916.0336083687000] | Yg | [0.004178793125498292 0.004178793125498292 0.004178793125498292] | [0.0007088004875677541 0.0007088004875677541 0.0007088004875677541] | [9237.604307034013000 9237.604307034013000 9237.604307034013000] | [756250000 756250000 756250000] | [2407218.514264917 2407218.514264917 2407218.514264917] | [0 0 0 0] | [0 0 0 0] | [0 0 0 0] | [0 0 0 0] | [0 0 0 0] | [0 0 0 0] | 158771.3240271471 | 9237.604307034013 | 33333333.33333333 | 50
xf_4129_to_4064_3 | 0.0 | Yg | [7.562500000000001e-007 7.562500000000001e-007 7.562500000000001e-007] | [2.407218514264917e-009 2.407218514264917e-009 2.407218514264917e-009] | [165916.0336083687000 165916.0336083687000 165916.0336083687000] | Yg | [0.002846724358975898 0.002846724358975898 0.002846724358975898] | [0.0007514757317886031 0.0007514757317886031 0.0007514757317886031] | [9237.604307034013000 9237.604307034013000 9237.604307034013000] | [756250000 756250000 756250000] | [2407218.514264917 2407218.514264917 2407218.514264917] | [0 0 0 0] | [0 0 0 0] | [0 0 0 0] | [0 0 0 0] | [0 0 0 0] | [0 0 0 0] | 158771.3240271471 | 9237.604307034013 | 33333333.33333333 | 50
xf_4129_to_4065_4 | 0.0 | Yg | [7.562500000000001e-007 7.562500000000001e-007 7.562500000000001e-007] | [2.407218514264917e-009 2.407218514264917e-009 2.407218514264917e-009] | [165916.0336083687000 165916.0336083687000 165916.0336083687000] | Yg | [0.002691021480977537 0.002691021480977537 0.002691021480977537] | [0.0007108034351109491 0.0007108034351109491 0.0007108034351109491] | [9237.604307034013000 9237.604307034013000 9237.604307034013000] | [756250000 756250000 756250000] | [2407218.514264917 2407218.514264917 2407218.514264917] | [0 0 0 0] | [0 0 0 0] | [0 0 0 0] | [0 0 0 0] | [0 0 0 0] | [0 0 0 0] | 158771.3240271471 | 9237.604307034013 | 33333333.33333333 | 50
xf_4133_to_4292_5 | 0.0 | Yg | [7.562500000000001e-007 7.562500000000001e-007 7.562500000000001e-007] | [2.407218514264917e-009 2.407218514264917e-009 2.407218514264917e-009] | [158771.3240271471000 158771.3240271471000 158771.3240271471000] | Yg | [0.07105027312250747 0.07105027312250747 0.07105027312250747] | [0.01420759927896138 0.01420759927896138 0.01420759927896138] | [38105.1177665153000 38105.1177665153000 38105.1177665153000] | [756250000 756250000 756250000] | [2407218.514264917 2407218.514264917 2407218.514264917] | [0 0 0 0] | [0 0 0 0] | [0 0 0 0] | [0 0 0 0] | [0 0 0 0] | [0 0 0 0] | 158771.3240271471 | 38105.1177665153 | 33333333.33333333 | 50
xf_4134_to_4266_1 | 0.0 | Yg | [7.562500000000001e-007 7.562500000000001e-007 7.562500000000001e-007] | [2.407218514264917e-009 2.407218514264917e-009 2.407218514264917e-009] | [160755.9655774864000 160755.9655774864000 160755.9655774864000] | Yg | [0.07689140637719928 0.07689140637719928 0.07689140637719928] | [0.01382599220026891 0.01382599220026891 0.01382599220026891] | [38105.1177665153000 38105.1177665153000 38105.1177665153000] | [756250000 756250000 756250000] | [2407218.514264917 2407218.514264917 2407218.514264917] | [0 0 0 0] | [0 0 0 0] | [0 0 0 0] | [0 0 0 0] | [0 0 0 0] | [0 0 0 0] | 158771.3240271471 | 38105.1177665153 | 33333333.33333333 | 50
xf_4134_to_4266_2 | 0.0 | Yg | [7.562500000000001e-007 7.562500000000001e-007 7.562500000000001e-007] | [2.407218514264917e-009 2.407218514264917e-009 2.407218514264917e-009] | [160755.9655774864000 160755.9655774864000 160755.9655774864000] | Yg | [0.07354780565847197 0.07354780565847197 0.07354780565847197] | [0.01454354170848247 0.01454354170848247 0.01454354170848247] | [38105.1177665153000 38105.1177665153000 38105.1177665153000] | [756250000 756250000 756250000] | [2407218.514264917 2407218.514264917 2407218.514264917] | [0 0 0 0] | [0 0 0 0] | [0 0 0 0] | [0 0 0 0] | [0 0 0 0] | [0 0 0 0] | 158771.3240271471 | 38105.1177665153 | 33333333.33333333 | 50
xf_4134_to_4266_3 | 0.0 | Yg | [7.562500000000001e-007 7.562500000000001e-007 7.562500000000001e-007] | [2.407218514264917e-009 2.407218514264917e-009 2.407218514264917e-009] | [160755.9655774864000 160755.9655774864000 160755.9655774864000] | Yg | [0.07092633365890205 0.07092633365890205 0.07092633365890205] | [0.01444965211812792 0.01444965211812792 0.01444965211812792] | [38105.1177665153000 38105.1177665153000 38105.1177665153000] | [756250000 756250000 756250000] | [2407218.514264917 2407218.514264917 2407218.514264917] | [0 0 0 0] | [0 0 0 0] | [0 0 0 0] | [0 0 0 0] | [0 0 0 0] | [0 0 0 0] | 158771.3240271471 | 38105.1177665153 | 33333333.33333333 | 50
xf_4135_to_4276_2 | 0.0 | Yg | [7.562500000000001e-007 7.562500000000001e-007 7.562500000000001e-007] | [2.407218514264917e-009 2.407218514264917e-009 2.407218514264917e-009] | [162740.6071278258000 162740.6071278258000 162740.6071278258000] | Yg | [0.07437618115886106 0.07437618115886106 0.07437618115886106] | [0.01388923173430649 0.01388923173430649 0.01388923173430649] | [38105.1177665153000 38105.1177665153000 38105.1177665153000] | [756250000 756250000 756250000] | [2407218.514264917 2407218.514264917 2407218.514264917] | [0 0 0 0] | [0 0 0 0] | [0 0 0 0] | [0 0 0 0] | [0 0 0 0] | [0 0 0 0] | 158771.3240271471 | 38105.1177665153 | 33333333.33333333 | 50
xf_4135_to_4276_3 | 0.0 | Yg | [7.562500000000001e-007 7.562500000000001e-007 7.562500000000001e-007] | [2.407218514264917e-009 2.407218514264917e-009 2.407218514264917e-009] | [162740.6071278258000 162740.6071278258000 162740.6071278258000] | Yg | [0.08142364751299504 0.08142364751299504 0.08142364751299504] | [0.01444887046716411 0.01444887046716411 0.01444887046716411] | [38105.1177665153000 38105.1177665153000 38105.1177665153000] | [756250000 756250000 756250000] | [2407218.514264917 2407218.514264917 2407218.514264917] | [0 0 0 0] | [0 0 0 0] | [0 0 0 0] | [0 0 0 0] | [0 0 0 0] | [0 0 0 0] | 158771.3240271471 | 38105.1177665153 | 33333333.33333333 | 50
xf_4135_to_4277_1 | 0.0 | Yg | [7.562500000000001e-007 7.562500000000001e-007 7.562500000000001e-007] | [2.407218514264917e-009 2.407218514264917e-009 2.407218514264917e-009] | [162740.6071278258000 162740.6071278258000 162740.6071278258000] | Yg | [0.06627510416221723 0.06627510416221723 0.06627510416221723] | [0.01304262026657069 0.01304262026657069 0.01304262026657069] | [38105.1177665153000 38105.1177665153000 38105.1177665153000] | [756250000 756250000 756250000] | [2407218.514264917 2407218.514264917 2407218.514264917] | [0 0 0 0] | [0 0 0 0] | [0 0 0 0] | [0 0 0 0] | [0 0 0 0] | [0 0 0 0] | 158771.3240271471 | 38105.1177665153 | 33333333.33333333 | 50
xf_4136_to_4294_6 | 0.0 | Yg | [7.562500000000001e-007 7.562500000000001e-007 7.562500000000001e-007] | [2.407218514264917e-009 2.407218514264917e-009 2.407218514264917e-009] | [156786.6824768078000 156786.6824768078000 156786.6824768078000] | Yg | [0.06342489079853529 0.06342489079853529 0.06342489079853529] | [0.01485619570291611 0.01485619570291611 0.01485619570291611] | [38105.1177665153000 38105.1177665153000 38105.1177665153000] | [756250000 756250000 756250000] | [2407218.514264917 2407218.514264917 2407218.514264917] | [0 0 0 0] | [0 0 0 0] | [0 0 0 0] | [0 0 0 0] | [0 0 0 0] | [0 0 0 0] | 158771.3240271471 | 38105.1177665153 | 33333333.33333333 | 50
xf_4137_to_4300_1 | 0.0 | Yg | [7.562500000000001e-007 7.562500000000001e-007 7.562500000000001e-007] | [2.407218514264917e-009 2.407218514264917e-009 2.407218514264917e-009] | [162740.6071278258000 162740.6071278258000 162740.6071278258000] | Yg | [0.08459096418976045 0.08459096418976045 0.08459096418976045] | [0.01836239534209993 0.01836239534209993 0.01836239534209993] | [38105.1177665153000 38105.1177665153000 38105.1177665153000] | [756250000 756250000 756250000] | [2407218.514264917 2407218.514264917 2407218.514264917] | [0 0 0 0] | [0 0 0 0] | [0 0 0 0] | [0 0 0 0] | [0 0 0 0] | [0 0 0 0] | 158771.3240271471 | 38105.1177665153 | 33333333.33333333 | 50
xf_4137_to_4300_2 | 0.0 | Yg | [7.562500000000001e-007 7.562500000000001e-007 7.562500000000001e-007] | [2.407218514264917e-009 2.407218514264917e-009 2.407218514264917e-009] | [162740.6071278258000 162740.6071278258000 162740.6071278258000] | Yg | [0.1087074700560668 0.1087074700560668 0.1087074700560668] | [0.01710121186148687 0.01710121186148687 0.01710121186148687] | [38105.1177665153000 38105.1177665153000 38105.1177665153000] | [756250000 756250000 756250000] | [2407218.514264917 2407218.514264917 2407218.514264917] | [0 0 0 0] | [0 0 0 0] | [0 0 0 0] | [0 0 0 0] | [0 0 0 0] | [0 0 0 0] | 158771.3240271471 | 38105.1177665153 | 33333333.33333333 | 50
xf_4137_to_4300_3 | 0.0 | Yg | [7.562500000000001e-007 7.562500000000001e-007 7.562500000000001e-007] | [2.407218514264917e-009 2.407218514264917e-009 2.407218514264917e-009] | [162740.6071278258000 162740.6071278258000 162740.6071278258000] | Yg | [0.1197169920266379 0.1197169920266379 0.1197169920266379] | [0.01807467722774736 0.01807467722774736 0.01807467722774736] | [38105.1177665153000 38105.1177665153000 38105.1177665153000] | [756250000 756250000 756250000] | [2407218.514264917 2407218.514264917 2407218.514264917] | [0 0 0 0] | [0 0 0 0] | [0 0 0 0] | [0 0 0 0] | [0 0 0 0] | [0 0 0 0] | 158771.3240271471 | 38105.1177665153 | 33333333.33333333 | 50
xf_4142_to_4319_1 | 0.0 | Yg | [7.562500000000001e-007 7.562500000000001e-007 7.562500000000001e-007] | [2.407218514264917e-009 2.407218514264917e-009 2.407218514264917e-009] | [162740.6071278258000 162740.6071278258000 162740.6071278258000] | Yg | [0.08014801557509113 0.08014801557509113 0.08014801557509113] | [0.01425309184636478 0.01425309184636478 0.01425309184636478] | [38105.1177665153000 38105.1177665153000 38105.1177665153000] | [756250000 756250000 756250000] | [2407218.514264917 2407218.514264917 2407218.514264917] | [0 0 0 0] | [0 0 0 0] | [0 0 0 0] | [0 0 0 0] | [0 0 0 0] | [0 0 0 0] | 158771.3240271471 | 38105.1177665153 | 33333333.33333333 | 50
xf_4142_to_4319_2 | 0.0 | Yg | [7.562500000000001e-007 7.562500000000001e-007 7.562500000000001e-007] | [2.407218514264917e-009 2.407218514264917e-009 2.407218514264917e-009] | [162740.6071278258000 162740.6071278258000 162740.6071278258000] | Yg | [0.07617987978520388 0.07617987978520388 0.07617987978520388] | [0.01431787939992089 0.01431787939992089 0.01431787939992089] | [38105.1177665153000 38105.1177665153000 38105.1177665153000] | [756250000 756250000 756250000] | [2407218.514264917 2407218.514264917 2407218.514264917] | [0 0 0 0] | [0 0 0 0] | [0 0 0 0] | [0 0 0 0] | [0 0 0 0] | [0 0 0 0] | 158771.3240271471 | 38105.1177665153 | 33333333.33333333 | 50
xf_4143_to_4382_1 | 0.0 | Yg | [7.562500000000001e-007 7.562500000000001e-007 7.562500000000001e-007] | [2.407218514264917e-009 2.407218514264917e-009 2.407218514264917e-009] | [158771.3240271471000 158771.3240271471000 158771.3240271471000] | Yg | [0.07273418004992621 0.07273418004992621 0.07273418004992621] | [0.01344207434350199 0.01344207434350199 0.01344207434350199] | [38105.1177665153000 38105.1177665153000 38105.1177665153000] | [756250000 756250000 756250000] | [2407218.514264917 2407218.514264917 2407218.514264917] | [0 0 0 0] | [0 0 0 0] | [0 0 0 0] | [0 0 0 0] | [0 0 0 0] | [0 0 0 0] | 158771.3240271471 | 38105.1177665153 | 33333333.33333333 | 50
xf_4144_to_4384_1 | 0.0 | Yg | [7.562500000000001e-007 7.562500000000001e-007 7.562500000000001e-007] | [2.407218514264917e-009 2.407218514264917e-009 2.407218514264917e-009] | [158771.3240271471000 158771.3240271471000 158771.3240271471000] | Yg | [0.02228852339681965 0.02228852339681965 0.02228852339681965] | [0.003185602288024527 0.003185602288024527 0.003185602288024527] | [19052.55888325765000 19052.55888325765000 19052.55888325765000] | [756250000 756250000 756250000] | [2407218.514264917 2407218.514264917 2407218.514264917] | [0 0 0 0] | [0 0 0 0] | [0 0 0 0] | [0 0 0 0] | [0 0 0 0] | [0 0 0 0] | 158771.3240271471 | 19052.55888325765 | 33333333.33333333 | 50
xf_4145_to_4329_1 | 0.0 | Yg | [7.562500000000001e-007 7.562500000000001e-007 7.562500000000001e-007] | [2.407218514264917e-009 2.407218514264917e-009 2.407218514264917e-009] | [164725.2486781651000 164725.2486781651000 164725.2486781651000] | Yg | [0.07303758187291312 0.07303758187291312 0.07303758187291312] | [0.01428869428570147 0.01428869428570147 0.01428869428570147] | [38105.1177665153000 38105.1177665153000 38105.1177665153000] | [756250000 756250000 756250000] | [2407218.514264917 2407218.514264917 2407218.514264917] | [0 0 0 0] | [0 0 0 0] | [0 0 0 0] | [0 0 0 0] | [0 0 0 0] | [0 0 0 0] | 158771.3240271471 | 38105.1177665153 | 33333333.33333333 | 50
xf_4147_to_4333_2 | 0.0 | Yg | [7.562500000000001e-007 7.562500000000001e-007 7.562500000000001e-007] | [2.407218514264917e-009 2.407218514264917e-009 2.407218514264917e-009] | [156786.6824768078000 156786.6824768078000 156786.6824768078000] | Yg | [0.04680526987529178 0.04680526987529178 0.04680526987529178] | [0.01022016487185605 0.01022016487185605 0.01022016487185605] | [38105.1177665153000 38105.1177665153000 38105.1177665153000] | [756250000 756250000 756250000] | [2407218.514264917 2407218.514264917 2407218.514264917] | [0 0 0 0] | [0 0 0 0] | [0 0 0 0] | [0 0 0 0] | [0 0 0 0] | [0 0 0 0] | 158771.3240271471 | 38105.1177665153 | 33333333.33333333 | 50
xf_4147_to_4334_1 | 0.0 | Yg | [7.562500000000001e-007 7.562500000000001e-007 7.562500000000001e-007] | [2.407218514264917e-009 2.407218514264917e-009 2.407218514264917e-009] | [156786.6824768078000 156786.6824768078000 156786.6824768078000] | Yg | [0.04651490298632313 0.04651490298632313 0.04651490298632313] | [0.01002075933528471 0.01002075933528471 0.01002075933528471] | [38105.1177665153000 38105.1177665153000 38105.1177665153000] | [756250000 756250000 756250000] | [2407218.514264917 2407218.514264917 2407218.514264917] | [0 0 0 0] | [0 0 0 0] | [0 0 0 0] | [0 0 0 0] | [0 0 0 0] | [0 0 0 0] | 158771.3240271471 | 38105.1177665153 | 33333333.33333333 | 50
xf_4148_to_4335_1 | 0.0 | Yg | [7.562500000000001e-007 7.562500000000001e-007 7.562500000000001e-007] | [2.407218514264917e-009 2.407218514264917e-009 2.407218514264917e-009] | [158771.3240271471000 158771.3240271471000 158771.3240271471000] | Yg | [0.1177664592329747 0.1177664592329747 0.1177664592329747] | [0.01758803135470171 0.01758803135470171 0.01758803135470171] | [38105.1177665153000 38105.1177665153000 38105.1177665153000] | [756250000 756250000 756250000] | [2407218.514264917 2407218.514264917 2407218.514264917] | [0 0 0 0] | [0 0 0 0] | [0 0 0 0] | [0 0 0 0] | [0 0 0 0] | [0 0 0 0] | 158771.3240271471 | 38105.1177665153 | 33333333.33333333 | 50
xf_4148_to_4335_2 | 0.0 | Yg | [7.562500000000001e-007 7.562500000000001e-007 7.562500000000001e-007] | [2.407218514264917e-009 2.407218514264917e-009 2.407218514264917e-009] | [158771.3240271471000 158771.3240271471000 158771.3240271471000] | Yg | [0.08379537305776787 0.08379537305776787 0.08379537305776787] | [0.01840067864437878 0.01840067864437878 0.01840067864437878] | [38105.1177665153000 38105.1177665153000 38105.1177665153000] | [756250000 756250000 756250000] | [2407218.514264917 2407218.514264917 2407218.514264917] | [0 0 0 0] | [0 0 0 0] | [0 0 0 0] | [0 0 0 0] | [0 0 0 0] | [0 0 0 0] | 158771.3240271471 | 38105.1177665153 | 33333333.33333333 | 50
xf_4150_to_4214_1 | 0.0 | Yg | [7.562500000000001e-007 7.562500000000001e-007 7.562500000000001e-007] | [2.407218514264917e-009 2.407218514264917e-009 2.407218514264917e-009] | [164725.2486781651000 164725.2486781651000 164725.2486781651000] | Yg | [0.304085021367005 0.304085021367005 0.304085021367005] | [0.04398591295300688 0.04398591295300688 0.04398591295300688] | [76210.2355330306000 76210.2355330306000 76210.2355330306000] | [756250000 756250000 756250000] | [2407218.514264917 2407218.514264917 2407218.514264917] | [0 0 0 0] | [0 0 0 0] | [0 0 0 0] | [0 0 0 0] | [0 0 0 0] | [0 0 0 0] | 158771.3240271471 | 76210.2355330306 | 33333333.33333333 | 50
xf_4154_to_4085_1 | 0.0 | Yg | [7.562500000000001e-007 7.562500000000001e-007 7.562500000000001e-007] | [2.407218514264917e-009 2.407218514264917e-009 2.407218514264917e-009] | [166709.8902285045000 166709.8902285045000 166709.8902285045000] | Yg | [0.05735747028674872 0.05735747028674872 0.05735747028674872] | [0.006525841288185613 0.006525841288185613 0.006525841288185613] | [19052.55888325765000 19052.55888325765000 19052.55888325765000] | [756250000 756250000 756250000] | [2407218.514264917 2407218.514264917 2407218.514264917] | [0 0 0 0] | [0 0 0 0] | [0 0 0 0] | [0 0 0 0] | [0 0 0 0] | [0 0 0 0] | 158771.3240271471 | 19052.55888325765 | 33333333.33333333 | 50
xf_4157_to_4345_1 | 0.0 | Yg | [1.7424e-007 1.7424e-007 1.7424e-007] | [5.54623145686637e-010 5.54623145686637e-010 5.54623145686637e-010] | [74876.55641120256000 74876.55641120256000 74876.55641120256000] | Yg | [0.1219420342704665 0.1219420342704665 0.1219420342704665] | [0.01069728565476416 0.01069728565476416 0.01069728565476416] | [19052.55888325765000 19052.55888325765000 19052.55888325765000] | [174240000 174240000 174240000] | [554623.1456866369 554623.1456866369 554623.1456866369] | [0 0 0 0] | [0 0 0 0] | [0 0 0 0] | [0 0 0 0] | [0 0 0 0] | [0 0 0 0] | 76210.2355330306 | 19052.55888325765 | 33333333.33333333 | 50
xf_4159_to_4346_1 | 0.0 | Yg | [1.7424e-007 1.7424e-007 1.7424e-007] | [5.54623145686637e-010 5.54623145686637e-010 5.54623145686637e-010] | [76210.2355330306000 76210.2355330306000 76210.2355330306000] | Yg | [0.3045970335730472 0.3045970335730472 0.3045970335730472] | [0.01709526244295005 0.01709526244295005 0.01709526244295005] | [19052.55888325765000 19052.55888325765000 19052.55888325765000] | [174240000 174240000 174240000] | [554623.1456866369 554623.1456866369 554623.1456866369] | [0 0 0 0] | [0 0 0 0] | [0 0 0 0] | [0 0 0 0] | [0 0 0 0] | [0 0 0 0] | 76210.2355330306 | 19052.55888325765 | 33333333.33333333 | 50
xf_4161_to_4347_1 | 0.0 | Yg | [1.7424e-007 1.7424e-007 1.7424e-007] | [5.54623145686637e-010 5.54623145686637e-010 5.54623145686637e-010] | [77543.91465485864000 77543.91465485864000 77543.91465485864000] | Yg | [0.0738624894655189 0.0738624894655189 0.0738624894655189] | [0.00672142300016775 0.00672142300016775 0.00672142300016775] | [19052.55888325765000 19052.55888325765000 19052.55888325765000] | [174240000 174240000 174240000] | [554623.1456866369 554623.1456866369 554623.1456866369] | [0 0 0 0] | [0 0 0 0] | [0 0 0 0] | [0 0 0 0] | [0 0 0 0] | [0 0 0 0] | 76210.2355330306 | 19052.55888325765 | 33333333.33333333 | 50
xf_4162_to_4348_1 | 0.0 | Yg | [1.7424e-007 1.7424e-007 1.7424e-007] | [5.54623145686637e-010 5.54623145686637e-010 5.54623145686637e-010] | [77543.91465485864000 77543.91465485864000 77543.91465485864000] | Yg | [0.07254725168743383 0.07254725168743383 0.07254725168743383] | [0.007098985186574373 0.007098985186574373 0.007098985186574373] | [19052.55888325765000 19052.55888325765000 19052.55888325765000] | [174240000 174240000 174240000] | [554623.1456866369 554623.1456866369 554623.1456866369] | [0 0 0 0] | [0 0 0 0] | [0 0 0 0] | [0 0 0 0] | [0 0 0 0] | [0 0 0 0] | 76210.2355330306 | 19052.55888325765 | 33333333.33333333 | 50
xf_4163_to_4107_1 | 0.0 | Yg | [1.7424e-007 1.7424e-007 1.7424e-007] | [5.54623145686637e-010 5.54623145686637e-010 5.54623145686637e-010] | [74304.97964470483000 74304.97964470483000 74304.97964470483000] | Yg | [1.593863477433959 1.593863477433959 1.593863477433959] | [0.1697393471543687 0.1697393471543687 0.1697393471543687] | [158771.3240271471000 158771.3240271471000 158771.3240271471000] | [174240000 174240000 174240000] | [554623.1456866369 554623.1456866369 554623.1456866369] | [0 0 0 0] | [0 0 0 0] | [0 0 0 0] | [0 0 0 0] | [0 0 0 0] | [0 0 0 0] | 76210.2355330306 | 158771.3240271471 | 33333333.33333333 | 50
xf_4163_to_4107_4 | 0.0 | Yg | [1.7424e-007 1.7424e-007 1.7424e-007] | [5.54623145686637e-010 5.54623145686637e-010 5.54623145686637e-010] | [74304.97964470483000 74304.97964470483000 74304.97964470483000] | Yg | [1.546303305185072 1.546303305185072 1.546303305185072] | [0.1720381194619912 0.1720381194619912 0.1720381194619912] | [158771.3240271471000 158771.3240271471000 158771.3240271471000] | [174240000 174240000 174240000] | [554623.1456866369 554623.1456866369 554623.1456866369] | [0 0 0 0] | [0 0 0 0] | [0 0 0 0] | [0 0 0 0] | [0 0 0 0] | [0 0 0 0] | 76210.2355330306 | 158771.3240271471 | 33333333.33333333 | 50
xf_4163_to_4349_2 | 0.0 | Yg | [1.7424e-007 1.7424e-007 1.7424e-007] | [5.54623145686637e-010 5.54623145686637e-010 5.54623145686637e-010] | [76210.2355330306000 76210.2355330306000 76210.2355330306000] | Yg | [0.09687091482535772 0.09687091482535772 0.09687091482535772] | [0.009223204572731751 0.009223204572731751 0.009223204572731751] | [19052.55888325765000 19052.55888325765000 19052.55888325765000] | [174240000 174240000 174240000] | [554623.1456866369 554623.1456866369 554623.1456866369] | [0 0 0 0] | [0 0 0 0] | [0 0 0 0] | [0 0 0 0] | [0 0 0 0] | [0 0 0 0] | 76210.2355330306 | 19052.55888325765 | 33333333.33333333 | 50
xf_4163_to_4349_3 | 0.0 | Yg | [1.7424e-007 1.7424e-007 1.7424e-007] | [5.54623145686637e-010 5.54623145686637e-010 5.54623145686637e-010] | [76210.2355330306000 76210.2355330306000 76210.2355330306000] | Yg | [0.09026622466973948 0.09026622466973948 0.09026622466973948] | [0.008937736582068262 0.008937736582068262 0.008937736582068262] | [19052.55888325765000 19052.55888325765000 19052.55888325765000] | [174240000 174240000 174240000] | [554623.1456866369 554623.1456866369 554623.1456866369] | [0 0 0 0] | [0 0 0 0] | [0 0 0 0] | [0 0 0 0] | [0 0 0 0] | [0 0 0 0] | 76210.2355330306 | 19052.55888325765 | 33333333.33333333 | 50
xf_4164_to_4350_1 | 0.0 | Yg | [1.7424e-007 1.7424e-007 1.7424e-007] | [5.54623145686637e-010 5.54623145686637e-010 5.54623145686637e-010] | [80020.74730968214000 80020.74730968214000 80020.74730968214000] | Yg | [0.03559199786391038 0.03559199786391038 0.03559199786391038] | [0.004051916522991499 0.004051916522991499 0.004051916522991499] | [19052.55888325765000 19052.55888325765000 19052.55888325765000] | [174240000 174240000 174240000] | [554623.1456866369 554623.1456866369 554623.1456866369] | [0 0 0 0] | [0 0 0 0] | [0 0 0 0] | [0 0 0 0] | [0 0 0 0] | [0 0 0 0] | 76210.2355330306 | 19052.55888325765 | 33333333.33333333 | 50
xf_4165_to_4111_1 | 0.0 | Yg | [1.7424e-007 1.7424e-007 1.7424e-007] | [5.54623145686637e-010 5.54623145686637e-010 5.54623145686637e-010] | [76210.2355330306000 76210.2355330306000 76210.2355330306000] | Yg | [1.077072370498968 1.077072370498968 1.077072370498968] | [0.1736312340144859 0.1736312340144859 0.1736312340144859] | [158771.3240271471000 158771.3240271471000 158771.3240271471000] | [174240000 174240000 174240000] | [554623.1456866369 554623.1456866369 554623.1456866369] | [0 0 0 0] | [0 0 0 0] | [0 0 0 0] | [0 0 0 0] | [0 0 0 0] | [0 0 0 0] | 76210.2355330306 | 158771.3240271471 | 33333333.33333333 | 50
xf_4165_to_4111_2 | 0.0 | Yg | [1.7424e-007 1.7424e-007 1.7424e-007] | [5.54623145686637e-010 5.54623145686637e-010 5.54623145686637e-010] | [76210.2355330306000 76210.2355330306000 76210.2355330306000] | Yg | [1.200069240525937 1.200069240525937 1.200069240525937] | [0.1824420679820883 0.1824420679820883 0.1824420679820883] | [158771.3240271471000 158771.3240271471000 158771.3240271471000] | [174240000 174240000 174240000] | [554623.1456866369 554623.1456866369 554623.1456866369] | [0 0 0 0] | [0 0 0 0] | [0 0 0 0] | [0 0 0 0] | [0 0 0 0] | [0 0 0 0] | 76210.2355330306 | 158771.3240271471 | 33333333.33333333 | 50
xf_4166_to_4005_1 | 0.0 | Yg | [1.7424e-007 1.7424e-007 1.7424e-007] | [5.54623145686637e-010 5.54623145686637e-010 5.54623145686637e-010] | [77119.56220700425000 77119.56220700425000 77119.56220700425000] | Yg | [0.008682550739551152 0.008682550739551152 0.008682550739551152] | [0.000901911618268683 0.000901911618268683 0.000901911618268683] | [6350.852961085884000 6350.852961085884000 6350.852961085884000] | [174240000 174240000 174240000] | [554623.1456866369 554623.1456866369 554623.1456866369] | [0 0 0 0] | [0 0 0 0] | [0 0 0 0] | [0 0 0 0] | [0 0 0 0] | [0 0 0 0] | 76210.2355330306 | 6350.852961085884 | 33333333.33333333 | 50
xf_4166_to_4356_5 | 0.0 | Yg | [1.7424e-007 1.7424e-007 1.7424e-007] | [5.54623145686637e-010 5.54623145686637e-010 5.54623145686637e-010] | [76210.2355330306000 76210.2355330306000 76210.2355330306000] | Yg | [0.2443077916369013 0.2443077916369013 0.2443077916369013] | [0.01854453796950005 0.01854453796950005 0.01854453796950005] | [19052.55888325765000 19052.55888325765000 19052.55888325765000] | [174240000 174240000 174240000] | [554623.1456866369 554623.1456866369 554623.1456866369] | [0 0 0 0] | [0 0 0 0] | [0 0 0 0] | [0 0 0 0] | [0 0 0 0] | [0 0 0 0] | 76210.2355330306 | 19052.55888325765 | 33333333.33333333 | 50
xf_4169_to_4402_6 | 0.0 | Yg | [1.7424e-007 1.7424e-007 1.7424e-007] | [5.54623145686637e-010 5.54623145686637e-010 5.54623145686637e-010] | [75219.50247110121000 75219.50247110121000 75219.50247110121000] | Yg | [0.0188675790747801 0.0188675790747801 0.0188675790747801] | [0.0012862619309496 0.0012862619309496 0.0012862619309496] | [6350.852961085884000 6350.852961085884000 6350.852961085884000] | [174240000 174240000 174240000] | [554623.1456866369 554623.1456866369 554623.1456866369] | [0 0 0 0] | [0 0 0 0] | [0 0 0 0] | [0 0 0 0] | [0 0 0 0] | [0 0 0 0] | 76210.2355330306 | 6350.852961085884 | 33333333.33333333 | 50
xf_4169_to_4403_4 | 0.0 | Yg | [1.7424e-007 1.7424e-007 1.7424e-007] | [5.54623145686637e-010 5.54623145686637e-010 5.54623145686637e-010] | [75219.50247110121000 75219.50247110121000 75219.50247110121000] | Yg | [0.01961712638085854 0.01961712638085854 0.01961712638085854] | [0.00137328779713765 0.00137328779713765 0.00137328779713765] | [6350.852961085884000 6350.852961085884000 6350.852961085884000] | [174240000 174240000 174240000] | [554623.1456866369 554623.1456866369 554623.1456866369] | [0 0 0 0] | [0 0 0 0] | [0 0 0 0] | [0 0 0 0] | [0 0 0 0] | [0 0 0 0] | 76210.2355330306 | 6350.852961085884 | 33333333.33333333 | 50
xf_4169_to_4404_5 | 0.0 | Yg | [1.7424e-007 1.7424e-007 1.7424e-007] | [5.54623145686637e-010 5.54623145686637e-010 5.54623145686637e-010] | [76210.2355330306000 76210.2355330306000 76210.2355330306000] | Yg | [0.01844279606347545 0.01844279606347545 0.01844279606347545] | [0.00128160943521431 0.00128160943521431 0.00128160943521431] | [6350.852961085884000 6350.852961085884000 6350.852961085884000] | [174240000 174240000 174240000] | [554623.1456866369 554623.1456866369 554623.1456866369] | [0 0 0 0] | [0 0 0 0] | [0 0 0 0] | [0 0 0 0] | [0 0 0 0] | [0 0 0 0] | 76210.2355330306 | 6350.852961085884 | 33333333.33333333 | 50
xf_4170_to_4361_1 | 0.0 | Yg | [1.7424e-007 1.7424e-007 1.7424e-007] | [5.54623145686637e-010 5.54623145686637e-010 5.54623145686637e-010] | [76210.2355330306000 76210.2355330306000 76210.2355330306000] | Yg | [0.5757741740479001 0.5757741740479001 0.5757741740479001] | [0.004356233914594602 0.004356233914594602 0.004356233914594602] | [19052.55888325765000 19052.55888325765000 19052.55888325765000] | [174240000 174240000 174240000] | [554623.1456866369 554623.1456866369 554623.1456866369] | [0 0 0 0] | [0 0 0 0] | [0 0 0 0] | [0 0 0 0] | [0 0 0 0] | [0 0 0 0] | 76210.2355330306 | 19052.55888325765 | 33333333.33333333 | 50
xf_4171_to_4115_1 | 0.0 | Yg | [1.7424e-007 1.7424e-007 1.7424e-007] | [5.54623145686637e-010 5.54623145686637e-010 5.54623145686637e-010] | [73804.27839725283000 73804.27839725283000 73804.27839725283000] | Yg | [1.204973300861117 1.204973300861117 1.204973300861117] | [0.1738262439495857 0.1738262439495857 0.1738262439495857] | [158771.3240271471000 158771.3240271471000 158771.3240271471000] | [174240000 174240000 174240000] | [554623.1456866369 554623.1456866369 554623.1456866369] | [0 0 0 0] | [0 0 0 0] | [0 0 0 0] | [0 0 0 0] | [0 0 0 0] | [0 0 0 0] | 76210.2355330306 | 158771.3240271471 | 33333333.33333333 | 50
xf_4171_to_4364_2 | 0.0 | Yg | [1.7424e-007 1.7424e-007 1.7424e-007] | [5.54623145686637e-010 5.54623145686637e-010 5.54623145686637e-010] | [74876.55641120256000 74876.55641120256000 74876.55641120256000] | Yg | [0.1049996796751104 0.1049996796751104 0.1049996796751104] | [0.009873700299385248 0.009873700299385248 0.009873700299385248] | [19052.55888325765000 19052.55888325765000 19052.55888325765000] | [174240000 174240000 174240000] | [554623.1456866369 554623.1456866369 554623.1456866369] | [0 0 0 0] | [0 0 0 0] | [0 0 0 0] | [0 0 0 0] | [0 0 0 0] | [0 0 0 0] | 76210.2355330306 | 19052.55888325765 | 33333333.33333333 | 50
xf_4171_to_4364_3 | 0.0 | Yg | [1.7424e-007 1.7424e-007 1.7424e-007] | [5.54623145686637e-010 5.54623145686637e-010 5.54623145686637e-010] | [74876.55641120256000 74876.55641120256000 74876.55641120256000] | Yg | [0.06063859916116412 0.06063859916116412 0.06063859916116412] | [0.0103225365445433 0.0103225365445433 0.0103225365445433] | [19052.55888325765000 19052.55888325765000 19052.55888325765000] | [174240000 174240000 174240000] | [554623.1456866369 554623.1456866369 554623.1456866369] | [0 0 0 0] | [0 0 0 0] | [0 0 0 0] | [0 0 0 0] | [0 0 0 0] | [0 0 0 0] | 76210.2355330306 | 19052.55888325765 | 33333333.33333333 | 50
xf_4173_to_4366_1 | 0.0 | Yg | [1.7424e-007 1.7424e-007 1.7424e-007] | [5.54623145686637e-010 5.54623145686637e-010 5.54623145686637e-010] | [72209.19816754649000 72209.19816754649000 72209.19816754649000] | Yg | [0.08685098728589841 0.08685098728589841 0.08685098728589841] | [0.009631493865875933 0.009631493865875933 0.009631493865875933] | [19052.55888325765000 19052.55888325765000 19052.55888325765000] | [174240000 174240000 174240000] | [554623.1456866369 554623.1456866369 554623.1456866369] | [0 0 0 0] | [0 0 0 0] | [0 0 0 0] | [0 0 0 0] | [0 0 0 0] | [0 0 0 0] | 76210.2355330306 | 19052.55888325765 | 33333333.33333333 | 50
xf_4174_to_4116_2 | 0.0 | Yg | [1.7424e-007 1.7424e-007 1.7424e-007] | [5.54623145686637e-010 5.54623145686637e-010 5.54623145686637e-010] | [74855.21754525331000 74855.21754525331000 74855.21754525331000] | Yg | [1.115497222320416 1.115497222320416 1.115497222320416] | [0.1728049547460842 0.1728049547460842 0.1728049547460842] | [158771.3240271471000 158771.3240271471000 158771.3240271471000] | [174240000 174240000 174240000] | [554623.1456866369 554623.1456866369 554623.1456866369] | [0 0 0 0] | [0 0 0 0] | [0 0 0 0] | [0 0 0 0] | [0 0 0 0] | [0 0 0 0] | 76210.2355330306 | 158771.3240271471 | 33333333.33333333 | 50
xf_4174_to_4227_1 | 0.0 | Yg | [1.7424e-007 1.7424e-007 1.7424e-007] | [5.54623145686637e-010 5.54623145686637e-010 5.54623145686637e-010] | [76210.2355330306000 76210.2355330306000 76210.2355330306000] | Yg | [0.7933729705174677 0.7933729705174677 0.7933729705174677] | [0.03612751510738473 0.03612751510738473 0.03612751510738473] | [19052.55888325765000 19052.55888325765000 19052.55888325765000] | [174240000 174240000 174240000] | [554623.1456866369 554623.1456866369 554623.1456866369] | [0 0 0 0] | [0 0 0 0] | [0 0 0 0] | [0 0 0 0] | [0 0 0 0] | [0 0 0 0] | 76210.2355330306 | 19052.55888325765 | 33333333.33333333 | 50
xf_4174_to_4227_3 | 0.0 | Yg | [1.7424e-007 1.7424e-007 1.7424e-007] | [5.54623145686637e-010 5.54623145686637e-010 5.54623145686637e-010] | [76210.2355330306000 76210.2355330306000 76210.2355330306000] | Yg | [0.8162529691402105 0.8162529691402105 0.8162529691402105] | [0.03722325583757988 0.03722325583757988 0.03722325583757988] | [19052.55888325765000 19052.55888325765000 19052.55888325765000] | [174240000 174240000 174240000] | [554623.1456866369 554623.1456866369 554623.1456866369] | [0 0 0 0] | [0 0 0 0] | [0 0 0 0] | [0 0 0 0] | [0 0 0 0] | [0 0 0 0] | 76210.2355330306 | 19052.55888325765 | 33333333.33333333 | 50
xf_4180_to_4228_1 | 0.0 | Yg | [1.7424e-007 1.7424e-007 1.7424e-007] | [5.54623145686637e-010 5.54623145686637e-010 5.54623145686637e-010] | [74876.55641120256000 74876.55641120256000 74876.55641120256000] | Yg | [1.238958922769479 1.238958922769479 1.238958922769479] | [0.04714269554834822 0.04714269554834822 0.04714269554834822] | [38105.1177665153000 38105.1177665153000 38105.1177665153000] | [174240000 174240000 174240000] | [554623.1456866369 554623.1456866369 554623.1456866369] | [0 0 0 0] | [0 0 0 0] | [0 0 0 0] | [0 0 0 0] | [0 0 0 0] | [0 0 0 0] | 76210.2355330306 | 38105.1177665153 | 33333333.33333333 | 50
xf_4180_to_4228_2 | 0.0 | Yg | [1.7424e-007 1.7424e-007 1.7424e-007] | [5.54623145686637e-010 5.54623145686637e-010 5.54623145686637e-010] | [74876.55641120256000 74876.55641120256000 74876.55641120256000] | Yg | [1.261601882071368 1.261601882071368 1.261601882071368] | [0.04437660543681858 0.04437660543681858 0.04437660543681858] | [38105.1177665153000 38105.1177665153000 38105.1177665153000] | [174240000 174240000 174240000] | [554623.1456866369 554623.1456866369 554623.1456866369] | [0 0 0 0] | [0 0 0 0] | [0 0 0 0] | [0 0 0 0] | [0 0 0 0] | [0 0 0 0] | 76210.2355330306 | 38105.1177665153 | 33333333.33333333 | 50
xf_4180_to_4228_3 | 0.0 | Yg | [1.7424e-007 1.7424e-007 1.7424e-007] | [5.54623145686637e-010 5.54623145686637e-010 5.54623145686637e-010] | [74876.55641120256000 74876.55641120256000 74876.55641120256000] | Yg | [1.174442654147022 1.174442654147022 1.174442654147022] | [0.04169549256926722 0.04169549256926722 0.04169549256926722] | [38105.1177665153000 38105.1177665153000 38105.1177665153000] | [174240000 174240000 174240000] | [554623.1456866369 554623.1456866369 554623.1456866369] | [0 0 0 0] | [0 0 0 0] | [0 0 0 0] | [0 0 0 0] | [0 0 0 0] | [0 0 0 0] | 76210.2355330306 | 38105.1177665153 | 33333333.33333333 | 50
xf_4181_to_4405_2 | 0.0 | Yg | [1.7424e-007 1.7424e-007 1.7424e-007] | [5.54623145686637e-010 5.54623145686637e-010 5.54623145686637e-010] | [74228.7694091718000 74228.7694091718000 74228.7694091718000] | Yg | [0.01913068819511151 0.01913068819511151 0.01913068819511151] | [0.001282436612942552 0.001282436612942552 0.001282436612942552] | [6350.852961085884000 6350.852961085884000 6350.852961085884000] | [174240000 174240000 174240000] | [554623.1456866369 554623.1456866369 554623.1456866369] | [0 0 0 0] | [0 0 0 0] | [0 0 0 0] | [0 0 0 0] | [0 0 0 0] | [0 0 0 0] | 76210.2355330306 | 6350.852961085884 | 33333333.33333333 | 50
xf_4181_to_4406_4 | 0.0 | Yg | [1.7424e-007 1.7424e-007 1.7424e-007] | [5.54623145686637e-010 5.54623145686637e-010 5.54623145686637e-010] | [74228.7694091718000 74228.7694091718000 74228.7694091718000] | Yg | [0.01857383068200994 0.01857383068200994 0.01857383068200994] | [0.001333959122394136 0.001333959122394136 0.001333959122394136] | [6350.852961085884000 6350.852961085884000 6350.852961085884000] | [174240000 174240000 174240000] | [554623.1456866369 554623.1456866369 554623.1456866369] | [0 0 0 0] | [0 0 0 0] | [0 0 0 0] | [0 0 0 0] | [0 0 0 0] | [0 0 0 0] | 76210.2355330306 | 6350.852961085884 | 33333333.33333333 | 50
xf_4181_to_4407_1 | 0.0 | Yg | [1.7424e-007 1.7424e-007 1.7424e-007] | [5.54623145686637e-010 5.54623145686637e-010 5.54623145686637e-010] | [74228.7694091718000 74228.7694091718000 74228.7694091718000] | Yg | [0.01845523853339238 0.01845523853339238 0.01845523853339238] | [0.001293517110460906 0.001293517110460906 0.001293517110460906] | [6350.852961085884000 6350.852961085884000 6350.852961085884000] | [174240000 174240000 174240000] | [554623.1456866369 554623.1456866369 554623.1456866369] | [0 0 0 0] | [0 0 0 0] | [0 0 0 0] | [0 0 0 0] | [0 0 0 0] | [0 0 0 0] | 76210.2355330306 | 6350.852961085884 | 33333333.33333333 | 50
xf_4181_to_4408_3 | 0.0 | Yg | [1.7424e-007 1.7424e-007 1.7424e-007] | [5.54623145686637e-010 5.54623145686637e-010 5.54623145686637e-010] | [74228.7694091718000 74228.7694091718000 74228.7694091718000] | Yg | [0.01901784451315013 0.01901784451315013 0.01901784451315013] | [0.001396038657013059 0.001396038657013059 0.001396038657013059] | [6350.852961085884000 6350.852961085884000 6350.852961085884000] | [174240000 174240000 174240000] | [554623.1456866369 554623.1456866369 554623.1456866369] | [0 0 0 0] | [0 0 0 0] | [0 0 0 0] | [0 0 0 0] | [0 0 0 0] | [0 0 0 0] | 76210.2355330306 | 6350.852961085884 | 33333333.33333333 | 50
xf_4181_to_4493_5 | 0.0 | Yg | [1.7424e-007 1.7424e-007 1.7424e-007] | [5.54623145686637e-010 5.54623145686637e-010 5.54623145686637e-010] | [70265.83716145421000 70265.83716145421000 70265.83716145421000] | Yg | [0.01916025994515081 0.01916025994515081 0.01916025994515081] | [0.00135802533230657 0.00135802533230657 0.00135802533230657] | [6350.852961085884000 6350.852961085884000 6350.852961085884000] | [174240000 174240000 174240000] | [554623.1456866369 554623.1456866369 554623.1456866369] | [0 0 0 0] | [0 0 0 0] | [0 0 0 0] | [0 0 0 0] | [0 0 0 0] | [0 0 0 0] | 76210.2355330306 | 6350.852961085884 | 33333333.33333333 | 50
xf_4184_to_4117_1 | 0.0 | Yg | [1.7424e-007 1.7424e-007 1.7424e-007] | [5.54623145686637e-010 5.54623145686637e-010 5.54623145686637e-010] | [74304.97964470483000 74304.97964470483000 74304.97964470483000] | Yg | [1.012442058280637 1.012442058280637 1.012442058280637] | [0.1743071183534494 0.1743071183534494 0.1743071183534494] | [158771.3240271471000 158771.3240271471000 158771.3240271471000] | [174240000 174240000 174240000] | [554623.1456866369 554623.1456866369 554623.1456866369] | [0 0 0 0] | [0 0 0 0] | [0 0 0 0] | [0 0 0 0] | [0 0 0 0] | [0 0 0 0] | 76210.2355330306 | 158771.3240271471 | 33333333.33333333 | 50
xf_4184_to_4117_2 | 0.0 | Yg | [1.7424e-007 1.7424e-007 1.7424e-007] | [5.54623145686637e-010 5.54623145686637e-010 5.54623145686637e-010] | [74304.97964470483000 74304.97964470483000 74304.97964470483000] | Yg | [0.8228182929545047 0.8228182929545047 0.8228182929545047] | [0.1946734962689252 0.1946734962689252 0.1946734962689252] | [158771.3240271471000 158771.3240271471000 158771.3240271471000] | [174240000 174240000 174240000] | [554623.1456866369 554623.1456866369 554623.1456866369] | [0 0 0 0] | [0 0 0 0] | [0 0 0 0] | [0 0 0 0] | [0 0 0 0] | [0 0 0 0] | 76210.2355330306 | 158771.3240271471 | 33333333.33333333 | 50
xf_4185_to_4229_1 | 0.0 | Yg | [1.7424e-007 1.7424e-007 1.7424e-007] | [5.54623145686637e-010 5.54623145686637e-010 5.54623145686637e-010] | [77543.91465485864000 77543.91465485864000 77543.91465485864000] | Yg | [0.2601380166808996 0.2601380166808996 0.2601380166808996] | [0.02116546503090507 0.02116546503090507 0.02116546503090507] | [38105.1177665153000 38105.1177665153000 38105.1177665153000] | [174240000 174240000 174240000] | [554623.1456866369 554623.1456866369 554623.1456866369] | [0 0 0 0] | [0 0 0 0] | [0 0 0 0] | [0 0 0 0] | [0 0 0 0] | [0 0 0 0] | 76210.2355330306 | 38105.1177665153 | 33333333.33333333 | 50
xf_4188_to_4370_1 | 0.0 | Yg | [1.7424e-007 1.7424e-007 1.7424e-007] | [5.54623145686637e-010 5.54623145686637e-010 5.54623145686637e-010] | [81926.00319800789000 81926.00319800789000 81926.00319800789000] | Yg | [0.0006328464522949702 0.0006328464522949702 0.0006328464522949702] | [6.794653932845364e-005 6.794653932845364e-005 6.794653932845364e-005] | [19052.55888325765000 19052.55888325765000 19052.55888325765000] | [174240000 174240000 174240000] | [554623.1456866369 554623.1456866369 554623.1456866369] | [0 0 0 0] | [0 0 0 0] | [0 0 0 0] | [0 0 0 0] | [0 0 0 0] | [0 0 0 0] | 76210.2355330306 | 19052.55888325765 | 33333333.33333333 | 50
xf_4189_to_4371_1 | 0.0 | Yg | [1.7424e-007 1.7424e-007 1.7424e-007] | [5.54623145686637e-010 5.54623145686637e-010 5.54623145686637e-010] | [76210.2355330306000 76210.2355330306000 76210.2355330306000] | Yg | [0.07414948952377343 0.07414948952377343 0.07414948952377343] | [0.008910748178784247 0.008910748178784247 0.008910748178784247] | [19052.55888325765000 19052.55888325765000 19052.55888325765000] | [174240000 174240000 174240000] | [554623.1456866369 554623.1456866369 554623.1456866369] | [0 0 0 0] | [0 0 0 0] | [0 0 0 0] | [0 0 0 0] | [0 0 0 0] | [0 0 0 0] | 76210.2355330306 | 19052.55888325765 | 33333333.33333333 | 50
xf_4189_to_4371_2 | 0.0 | Yg | [1.7424e-007 1.7424e-007 1.7424e-007] | [5.54623145686637e-010 5.54623145686637e-010 5.54623145686637e-010] | [76210.2355330306000 76210.2355330306000 76210.2355330306000] | Yg | [0.06951197357145936 0.06951197357145936 0.06951197357145936] | [0.008870741263122397 0.008870741263122397 0.008870741263122397] | [19052.55888325765000 19052.55888325765000 19052.55888325765000] | [174240000 174240000 174240000] | [554623.1456866369 554623.1456866369 554623.1456866369] | [0 0 0 0] | [0 0 0 0] | [0 0 0 0] | [0 0 0 0] | [0 0 0 0] | [0 0 0 0] | 76210.2355330306 | 19052.55888325765 | 33333333.33333333 | 50
xf_4189_to_4371_3 | 0.0 | Yg | [1.7424e-007 1.7424e-007 1.7424e-007] | [5.54623145686637e-010 5.54623145686637e-010 5.54623145686637e-010] | [76210.2355330306000 76210.2355330306000 76210.2355330306000] | Yg | [0.0728057706298267 0.0728057706298267 0.0728057706298267] | [0.008630515247821987 0.008630515247821987 0.008630515247821987] | [19052.55888325765000 19052.55888325765000 19052.55888325765000] | [174240000 174240000 174240000] | [554623.1456866369 554623.1456866369 554623.1456866369] | [0 0 0 0] | [0 0 0 0] | [0 0 0 0] | [0 0 0 0] | [0 0 0 0] | [0 0 0 0] | 76210.2355330306 | 19052.55888325765 | 33333333.33333333 | 50
xf_4190_to_4500_1 | 0.0 | Yg | [1.7424e-007 1.7424e-007 1.7424e-007] | [5.54623145686637e-010 5.54623145686637e-010 5.54623145686637e-010] | [74876.55641120256000 74876.55641120256000 74876.55641120256000] | Yg | [0.2720642947296026 0.2720642947296026 0.2720642947296026] | [0.01849554776114261 0.01849554776114261 0.01849554776114261] | [19052.55888325765000 19052.55888325765000 19052.55888325765000] | [174240000 174240000 174240000] | [554623.1456866369 554623.1456866369 554623.1456866369] | [0 0 0 0] | [0 0 0 0] | [0 0 0 0] | [0 0 0 0] | [0 0 0 0] | [0 0 0 0] | 76210.2355330306 | 19052.55888325765 | 33333333.33333333 | 50
xf_4190_to_4500_2 | 0.0 | Yg | [1.7424e-007 1.7424e-007 1.7424e-007] | [5.54623145686637e-010 5.54623145686637e-010 5.54623145686637e-010] | [74876.55641120256000 74876.55641120256000 74876.55641120256000] | Yg | [0.296150605142266 0.296150605142266 0.296150605142266] | [0.01864647663719595 0.01864647663719595 0.01864647663719595] | [19052.55888325765000 19052.55888325765000 19052.55888325765000] | [174240000 174240000 174240000] | [554623.1456866369 554623.1456866369 554623.1456866369] | [0 0 0 0] | [0 0 0 0] | [0 0 0 0] | [0 0 0 0] | [0 0 0 0] | [0 0 0 0] | 76210.2355330306 | 19052.55888325765 | 33333333.33333333 | 50
xf_4194_to_4124_1 | 0.0 | Yg | [1.7424e-007 1.7424e-007 1.7424e-007] | [5.54623145686637e-010 5.54623145686637e-010 5.54623145686637e-010] | [76210.2355330306000 76210.2355330306000 76210.2355330306000] | Yg | [0.851053933130027 0.851053933130027 0.851053933130027] | [0.1757003404282857 0.1757003404282857 0.1757003404282857] | [158771.3240271471000 158771.3240271471000 158771.3240271471000] | [174240000 174240000 174240000] | [554623.1456866369 554623.1456866369 554623.1456866369] | [0 0 0 0] | [0 0 0 0] | [0 0 0 0] | [0 0 0 0] | [0 0 0 0] | [0 0 0 0] | 76210.2355330306 | 158771.3240271471 | 33333333.33333333 | 50
xf_4195_to_4373_1 | 0.0 | Yg | [1.7424e-007 1.7424e-007 1.7424e-007] | [5.54623145686637e-010 5.54623145686637e-010 5.54623145686637e-010] | [78877.59377668667000 78877.59377668667000 78877.59377668667000] | Yg | [0.0472219035802509 0.0472219035802509 0.0472219035802509] | [0.006263001911049009 0.006263001911049009 0.006263001911049009] | [19052.55888325765000 19052.55888325765000 19052.55888325765000] | [174240000 174240000 174240000] | [554623.1456866369 554623.1456866369 554623.1456866369] | [0 0 0 0] | [0 0 0 0] | [0 0 0 0] | [0 0 0 0] | [0 0 0 0] | [0 0 0 0] | 76210.2355330306 | 19052.55888325765 | 33333333.33333333 | 50
xf_4196_to_4242_1 | 0.0 | Yg | [1.7424e-007 1.7424e-007 1.7424e-007] | [5.54623145686637e-010 5.54623145686637e-010 5.54623145686637e-010] | [76210.2355330306000 76210.2355330306000 76210.2355330306000] | Yg | [0.2761972413062474 0.2761972413062474 0.2761972413062474] | [0.01869208511330206 0.01869208511330206 0.01869208511330206] | [19052.55888325765000 19052.55888325765000 19052.55888325765000] | [174240000 174240000 174240000] | [554623.1456866369 554623.1456866369 554623.1456866369] | [0 0 0 0] | [0 0 0 0] | [0 0 0 0] | [0 0 0 0] | [0 0 0 0] | [0 0 0 0] | 76210.2355330306 | 19052.55888325765 | 33333333.33333333 | 50
xf_4196_to_4242_2 | 0.0 | Yg | [1.7424e-007 1.7424e-007 1.7424e-007] | [5.54623145686637e-010 5.54623145686637e-010 5.54623145686637e-010] | [76210.2355330306000 76210.2355330306000 76210.2355330306000] | Yg | [0.3095863262573298 0.3095863262573298 0.3095863262573298] | [0.01941264549469138 0.01941264549469138 0.01941264549469138] | [19052.55888325765000 19052.55888325765000 19052.55888325765000] | [174240000 174240000 174240000] | [554623.1456866369 554623.1456866369 554623.1456866369] | [0 0 0 0] | [0 0 0 0] | [0 0 0 0] | [0 0 0 0] | [0 0 0 0] | [0 0 0 0] | 76210.2355330306 | 19052.55888325765 | 33333333.33333333 | 50
xf_4197_to_4374_1 | 0.0 | Yg | [1.7424e-007 1.7424e-007 1.7424e-007] | [5.54623145686637e-010 5.54623145686637e-010 5.54623145686637e-010] | [76210.2355330306000 76210.2355330306000 76210.2355330306000] | Yg | [0.2288970406641191 0.2288970406641191 0.2288970406641191] | [0.0166448376620487 0.0166448376620487 0.0166448376620487] | [19052.55888325765000 19052.55888325765000 19052.55888325765000] | [174240000 174240000 174240000] | [554623.1456866369 554623.1456866369 554623.1456866369] | [0 0 0 0] | [0 0 0 0] | [0 0 0 0] | [0 0 0 0] | [0 0 0 0] | [0 0 0 0] | 76210.2355330306 | 19052.55888325765 | 33333333.33333333 | 50
xf_4197_to_4374_2 | 0.0 | Yg | [1.7424e-007 1.7424e-007 1.7424e-007] | [5.54623145686637e-010 5.54623145686637e-010 5.54623145686637e-010] | [76210.2355330306000 76210.2355330306000 76210.2355330306000] | Yg | [0.2302744184659676 0.2302744184659676 0.2302744184659676] | [0.01682635983960227 0.01682635983960227 0.01682635983960227] | [19052.55888325765000 19052.55888325765000 19052.55888325765000] | [174240000 174240000 174240000] | [554623.1456866369 554623.1456866369 554623.1456866369] | [0 0 0 0] | [0 0 0 0] | [0 0 0 0] | [0 0 0 0] | [0 0 0 0] | [0 0 0 0] | 76210.2355330306 | 19052.55888325765 | 33333333.33333333 | 50
xf_4198_to_4375_1 | 0.0 | Yg | [1.7424e-007 1.7424e-007 1.7424e-007] | [5.54623145686637e-010 5.54623145686637e-010 5.54623145686637e-010] | [76210.2355330306000 76210.2355330306000 76210.2355330306000] | Yg | [0.2364607917375046 0.2364607917375046 0.2364607917375046] | [0.01703353079799728 0.01703353079799728 0.01703353079799728] | [19052.55888325765000 19052.55888325765000 19052.55888325765000] | [174240000 174240000 174240000] | [554623.1456866369 554623.1456866369 554623.1456866369] | [0 0 0 0] | [0 0 0 0] | [0 0 0 0] | [0 0 0 0] | [0 0 0 0] | [0 0 0 0] | 76210.2355330306 | 19052.55888325765 | 33333333.33333333 | 50
xf_4198_to_4375_2 | 0.0 | Yg | [1.7424e-007 1.7424e-007 1.7424e-007] | [5.54623145686637e-010 5.54623145686637e-010 5.54623145686637e-010] | [76210.2355330306000 76210.2355330306000 76210.2355330306000] | Yg | [0.2333562799310281 0.2333562799310281 0.2333562799310281] | [0.01691105693792586 0.01691105693792586 0.01691105693792586] | [19052.55888325765000 19052.55888325765000 19052.55888325765000] | [174240000 174240000 174240000] | [554623.1456866369 554623.1456866369 554623.1456866369] | [0 0 0 0] | [0 0 0 0] | [0 0 0 0] | [0 0 0 0] | [0 0 0 0] | [0 0 0 0] | 76210.2355330306 | 19052.55888325765 | 33333333.33333333 | 50
xf_4199_to_4423_2A | 0.0 | Yg | [1.7424e-007 1.7424e-007 1.7424e-007] | [5.54623145686637e-010 5.54623145686637e-010 5.54623145686637e-010] | [73667.86207564871000 73667.86207564871000 73667.86207564871000] | Yg | [0.000116718146143151 0.000116718146143151 0.000116718146143151] | [2.512461459552477e-007 2.512461459552477e-007 2.512461459552477e-007] | [577.3502691896258000 577.3502691896258000 577.3502691896258000] | [174240000 174240000 174240000] | [554623.1456866369 554623.1456866369 554623.1456866369] | [0 0 0 0] | [0 0 0 0] | [0 0 0 0] | [0 0 0 0] | [0 0 0 0] | [0 0 0 0] | 76210.2355330306 | 577.3502691896258 | 33333333.33333333 | 50
xf_4200_to_4383_1 | 0.0 | Yg | [1.7424e-007 1.7424e-007 1.7424e-007] | [5.54623145686637e-010 5.54623145686637e-010 5.54623145686637e-010] | [76210.2355330306000 76210.2355330306000 76210.2355330306000] | Yg | [0.1295866031597405 0.1295866031597405 0.1295866031597405] | [0.009177584428589075 0.009177584428589075 0.009177584428589075] | [19052.55888325765000 19052.55888325765000 19052.55888325765000] | [174240000 174240000 174240000] | [554623.1456866369 554623.1456866369 554623.1456866369] | [0 0 0 0] | [0 0 0 0] | [0 0 0 0] | [0 0 0 0] | [0 0 0 0] | [0 0 0 0] | 76210.2355330306 | 19052.55888325765 | 33333333.33333333 | 50
xf_4200_to_4383_2 | 0.0 | Yg | [1.7424e-007 1.7424e-007 1.7424e-007] | [5.54623145686637e-010 5.54623145686637e-010 5.54623145686637e-010] | [76210.2355330306000 76210.2355330306000 76210.2355330306000] | Yg | [0.1297059053060194 0.1297059053060194 0.1297059053060194] | [0.008646189128445636 0.008646189128445636 0.008646189128445636] | [19052.55888325765000 19052.55888325765000 19052.55888325765000] | [174240000 174240000 174240000] | [554623.1456866369 554623.1456866369 554623.1456866369] | [0 0 0 0] | [0 0 0 0] | [0 0 0 0] | [0 0 0 0] | [0 0 0 0] | [0 0 0 0] | 76210.2355330306 | 19052.55888325765 | 33333333.33333333 | 50
xf_4201_to_4146_1 | 0.0 | Yg | [1.7424e-007 1.7424e-007 1.7424e-007] | [5.54623145686637e-010 5.54623145686637e-010 5.54623145686637e-010] | [74304.97964470483000 74304.97964470483000 74304.97964470483000] | Yg | [1.109388675292836 1.109388675292836 1.109388675292836] | [0.1684474053734906 0.1684474053734906 0.1684474053734906] | [158771.3240271471000 158771.3240271471000 158771.3240271471000] | [174240000 174240000 174240000] | [554623.1456866369 554623.1456866369 554623.1456866369] | [0 0 0 0] | [0 0 0 0] | [0 0 0 0] | [0 0 0 0] | [0 0 0 0] | [0 0 0 0] | 76210.2355330306 | 158771.3240271471 | 33333333.33333333 | 50
xf_4202_to_4329_1 | 0.0 | Yg | [1.7424e-007 1.7424e-007 1.7424e-007] | [5.54623145686637e-010 5.54623145686637e-010 5.54623145686637e-010] | [77543.91465485864000 77543.91465485864000 77543.91465485864000] | Yg | [0.2595869532634298 0.2595869532634298 0.2595869532634298] | [0.03058217924334684 0.03058217924334684 0.03058217924334684] | [38105.1177665153000 38105.1177665153000 38105.1177665153000] | [174240000 174240000 174240000] | [554623.1456866369 554623.1456866369 554623.1456866369] | [0 0 0 0] | [0 0 0 0] | [0 0 0 0] | [0 0 0 0] | [0 0 0 0] | [0 0 0 0] | 76210.2355330306 | 38105.1177665153 | 33333333.33333333 | 50
xf_4202_to_4329_2 | 0.0 | Yg | [1.7424e-007 1.7424e-007 1.7424e-007] | [5.54623145686637e-010 5.54623145686637e-010 5.54623145686637e-010] | [77543.91465485864000 77543.91465485864000 77543.91465485864000] | Yg | [0.2760133458121632 0.2760133458121632 0.2760133458121632] | [0.02803174371939895 0.02803174371939895 0.02803174371939895] | [38105.1177665153000 38105.1177665153000 38105.1177665153000] | [174240000 174240000 174240000] | [554623.1456866369 554623.1456866369 554623.1456866369] | [0 0 0 0] | [0 0 0 0] | [0 0 0 0] | [0 0 0 0] | [0 0 0 0] | [0 0 0 0] | 76210.2355330306 | 38105.1177665153 | 33333333.33333333 | 50
xf_4206_to_4336_1 | 0.0 | Yg | [1.7424e-007 1.7424e-007 1.7424e-007] | [5.54623145686637e-010 5.54623145686637e-010 5.54623145686637e-010] | [76210.2355330306000 76210.2355330306000 76210.2355330306000] | Yg | [0.2185633687520531 0.2185633687520531 0.2185633687520531] | [0.01712881842339026 0.01712881842339026 0.01712881842339026] | [19052.55888325765000 19052.55888325765000 19052.55888325765000] | [174240000 174240000 174240000] | [554623.1456866369 554623.1456866369 554623.1456866369] | [0 0 0 0] | [0 0 0 0] | [0 0 0 0] | [0 0 0 0] | [0 0 0 0] | [0 0 0 0] | 76210.2355330306 | 19052.55888325765 | 33333333.33333333 | 50
xf_4206_to_4336_2 | 0.0 | Yg | [1.7424e-007 1.7424e-007 1.7424e-007] | [5.54623145686637e-010 5.54623145686637e-010 5.54623145686637e-010] | [76210.2355330306000 76210.2355330306000 76210.2355330306000] | Yg | [0.3203100105622593 0.3203100105622593 0.3203100105622593] | [0.01806311410626961 0.01806311410626961 0.01806311410626961] | [19052.55888325765000 19052.55888325765000 19052.55888325765000] | [174240000 174240000 174240000] | [554623.1456866369 554623.1456866369 554623.1456866369] | [0 0 0 0] | [0 0 0 0] | [0 0 0 0] | [0 0 0 0] | [0 0 0 0] | [0 0 0 0] | 76210.2355330306 | 19052.55888325765 | 33333333.33333333 | 50
xf_4210_to_4385_1 | 0.0 | Yg | [1.7424e-007 1.7424e-007 1.7424e-007] | [5.54623145686637e-010 5.54623145686637e-010 5.54623145686637e-010] | [76210.2355330306000 76210.2355330306000 76210.2355330306000] | Yg | [0.0667731382580886 0.0667731382580886 0.0667731382580886] | [0.009094053600914233 0.009094053600914233 0.009094053600914233] | [19052.55888325765000 19052.55888325765000 19052.55888325765000] | [174240000 174240000 174240000] | [554623.1456866369 554623.1456866369 554623.1456866369] | [0 0 0 0] | [0 0 0 0] | [0 0 0 0] | [0 0 0 0] | [0 0 0 0] | [0 0 0 0] | 76210.2355330306 | 19052.55888325765 | 33333333.33333333 | 50
xf_4210_to_4386_2 | 0.0 | Yg | [1.7424e-007 1.7424e-007 1.7424e-007] | [5.54623145686637e-010 5.54623145686637e-010 5.54623145686637e-010] | [76210.2355330306000 76210.2355330306000 76210.2355330306000] | Yg | [0.06555373859735278 0.06555373859735278 0.06555373859735278] | [0.008886231011203019 0.008886231011203019 0.008886231011203019] | [19052.55888325765000 19052.55888325765000 19052.55888325765000] | [174240000 174240000 174240000] | [554623.1456866369 554623.1456866369 554623.1456866369] | [0 0 0 0] | [0 0 0 0] | [0 0 0 0] | [0 0 0 0] | [0 0 0 0] | [0 0 0 0] | 76210.2355330306 | 19052.55888325765 | 33333333.33333333 | 50
xf_4213_to_4149_3 | 0.0 | Yg | [1.7424e-007 1.7424e-007 1.7424e-007] | [5.54623145686637e-010 5.54623145686637e-010 5.54623145686637e-010] | [74686.03082236999000 74686.03082236999000 74686.03082236999000] | Yg | [1.146458201685079 1.146458201685079 1.146458201685079] | [0.174927250304436 0.174927250304436 0.174927250304436] | [158771.3240271471000 158771.3240271471000 158771.3240271471000] | [174240000 174240000 174240000] | [554623.1456866369 554623.1456866369 554623.1456866369] | [0 0 0 0] | [0 0 0 0] | [0 0 0 0] | [0 0 0 0] | [0 0 0 0] | [0 0 0 0] | 76210.2355330306 | 158771.3240271471 | 33333333.33333333 | 50
xf_4213_to_4387_2 | 0.0 | Yg | [1.7424e-007 1.7424e-007 1.7424e-007] | [5.54623145686637e-010 5.54623145686637e-010 5.54623145686637e-010] | [76210.2355330306000 76210.2355330306000 76210.2355330306000] | Yg | [0.4592582375298028 0.4592582375298028 0.4592582375298028] | [0.01696543000577908 0.01696543000577908 0.01696543000577908] | [19052.55888325765000 19052.55888325765000 19052.55888325765000] | [174240000 174240000 174240000] | [554623.1456866369 554623.1456866369 554623.1456866369] | [0 0 0 0] | [0 0 0 0] | [0 0 0 0] | [0 0 0 0] | [0 0 0 0] | [0 0 0 0] | 76210.2355330306 | 19052.55888325765 | 33333333.33333333 | 50
xf_4213_to_4388_1 | 0.0 | Yg | [1.7424e-007 1.7424e-007 1.7424e-007] | [5.54623145686637e-010 5.54623145686637e-010 5.54623145686637e-010] | [76210.2355330306000 76210.2355330306000 76210.2355330306000] | Yg | [0.4353034772754651 0.4353034772754651 0.4353034772754651] | [0.01651725425211446 0.01651725425211446 0.01651725425211446] | [19052.55888325765000 19052.55888325765000 19052.55888325765000] | [174240000 174240000 174240000] | [554623.1456866369 554623.1456866369 554623.1456866369] | [0 0 0 0] | [0 0 0 0] | [0 0 0 0] | [0 0 0 0] | [0 0 0 0] | [0 0 0 0] | 76210.2355330306 | 19052.55888325765 | 33333333.33333333 | 50
xf_4215_to_4389_1 | 0.0 | Yg | [1.7424e-007 1.7424e-007 1.7424e-007] | [5.54623145686637e-010 5.54623145686637e-010 5.54623145686637e-010] | [78877.59377668667000 78877.59377668667000 78877.59377668667000] | Yg | [0.2507758871491013 0.2507758871491013 0.2507758871491013] | [0.01689618534598691 0.01689618534598691 0.01689618534598691] | [19052.55888325765000 19052.55888325765000 19052.55888325765000] | [174240000 174240000 174240000] | [554623.1456866369 554623.1456866369 554623.1456866369] | [0 0 0 0] | [0 0 0 0] | [0 0 0 0] | [0 0 0 0] | [0 0 0 0] | [0 0 0 0] | 76210.2355330306 | 19052.55888325765 | 33333333.33333333 | 50
xf_4215_to_4390_2 | 0.0 | Yg | [1.7424e-007 1.7424e-007 1.7424e-007] | [5.54623145686637e-010 5.54623145686637e-010 5.54623145686637e-010] | [73555.07092705982000 73555.07092705982000 73555.07092705982000] | Yg | [0.2410741595592778 0.2410741595592778 0.2410741595592778] | [0.0181582898520229 0.0181582898520229 0.0181582898520229] | [19052.55888325765000 19052.55888325765000 19052.55888325765000] | [174240000 174240000 174240000] | [554623.1456866369 554623.1456866369 554623.1456866369] | [0 0 0 0] | [0 0 0 0] | [0 0 0 0] | [0 0 0 0] | [0 0 0 0] | [0 0 0 0] | 76210.2355330306 | 19052.55888325765 | 33333333.33333333 | 50
xf_4216_to_4151_1 | 0.0 | Yg | [1.7424e-007 1.7424e-007 1.7424e-007] | [5.54623145686637e-010 5.54623145686637e-010 5.54623145686637e-010] | [78115.49142135637000 78115.49142135637000 78115.49142135637000] | Yg | [1.632741790625318 1.632741790625318 1.632741790625318] | [0.1909813577298352 0.1909813577298352 0.1909813577298352] | [158771.3240271471000 158771.3240271471000 158771.3240271471000] | [174240000 174240000 174240000] | [554623.1456866369 554623.1456866369 554623.1456866369] | [0 0 0 0] | [0 0 0 0] | [0 0 0 0] | [0 0 0 0] | [0 0 0 0] | [0 0 0 0] | 76210.2355330306 | 158771.3240271471 | 33333333.33333333 | 50
xf_4216_to_4151_2 | 0.0 | Yg | [1.7424e-007 1.7424e-007 1.7424e-007] | [5.54623145686637e-010 5.54623145686637e-010 5.54623145686637e-010] | [78115.49142135637000 78115.49142135637000 78115.49142135637000] | Yg | [0.8449960775339882 0.8449960775339882 0.8449960775339882] | [0.1872240954150534 0.1872240954150534 0.1872240954150534] | [158771.3240271471000 158771.3240271471000 158771.3240271471000] | [174240000 174240000 174240000] | [554623.1456866369 554623.1456866369 554623.1456866369] | [0 0 0 0] | [0 0 0 0] | [0 0 0 0] | [0 0 0 0] | [0 0 0 0] | [0 0 0 0] | 76210.2355330306 | 158771.3240271471 | 33333333.33333333 | 50
xf_4217_to_4391_1 | 0.0 | Yg | [1.7424e-007 1.7424e-007 1.7424e-007] | [5.54623145686637e-010 5.54623145686637e-010 5.54623145686637e-010] | [76210.2355330306000 76210.2355330306000 76210.2355330306000] | Yg | [0.3174737509915554 0.3174737509915554 0.3174737509915554] | [0.01913701711019048 0.01913701711019048 0.01913701711019048] | [19052.55888325765000 19052.55888325765000 19052.55888325765000] | [174240000 174240000 174240000] | [554623.1456866369 554623.1456866369 554623.1456866369] | [0 0 0 0] | [0 0 0 0] | [0 0 0 0] | [0 0 0 0] | [0 0 0 0] | [0 0 0 0] | 76210.2355330306 | 19052.55888325765 | 33333333.33333333 | 50
xf_4217_to_4391_2 | 0.0 | Yg | [1.7424e-007 1.7424e-007 1.7424e-007] | [5.54623145686637e-010 5.54623145686637e-010 5.54623145686637e-010] | [76210.2355330306000 76210.2355330306000 76210.2355330306000] | Yg | [0.1827453760049009 0.1827453760049009 0.1827453760049009] | [0.01706946730393134 0.01706946730393134 0.01706946730393134] | [19052.55888325765000 19052.55888325765000 19052.55888325765000] | [174240000 174240000 174240000] | [554623.1456866369 554623.1456866369 554623.1456866369] | [0 0 0 0] | [0 0 0 0] | [0 0 0 0] | [0 0 0 0] | [0 0 0 0] | [0 0 0 0] | 76210.2355330306 | 19052.55888325765 | 33333333.33333333 | 50
xf_4218_to_4392_2 | 0.0 | Yg | [1.7424e-007 1.7424e-007 1.7424e-007] | [5.54623145686637e-010 5.54623145686637e-010 5.54623145686637e-010] | [76210.2355330306000 76210.2355330306000 76210.2355330306000] | Yg | [0.3029523654207653 0.3029523654207653 0.3029523654207653] | [0.01653144680820981 0.01653144680820981 0.01653144680820981] | [19052.55888325765000 19052.55888325765000 19052.55888325765000] | [174240000 174240000 174240000] | [554623.1456866369 554623.1456866369 554623.1456866369] | [0 0 0 0] | [0 0 0 0] | [0 0 0 0] | [0 0 0 0] | [0 0 0 0] | [0 0 0 0] | 76210.2355330306 | 19052.55888325765 | 33333333.33333333 | 50
xf_4219_to_4393_1 | 0.0 | Yg | [1.7424e-007 1.7424e-007 1.7424e-007] | [5.54623145686637e-010 5.54623145686637e-010 5.54623145686637e-010] | [74882.65323004521000 74882.65323004521000 74882.65323004521000] | Yg | [0.1109436781880443 0.1109436781880443 0.1109436781880443] | [0.01065582692470167 0.01065582692470167 0.01065582692470167] | [19052.55888325765000 19052.55888325765000 19052.55888325765000] | [174240000 174240000 174240000] | [554623.1456866369 554623.1456866369 554623.1456866369] | [0 0 0 0] | [0 0 0 0] | [0 0 0 0] | [0 0 0 0] | [0 0 0 0] | [0 0 0 0] | 76210.2355330306 | 19052.55888325765 | 33333333.33333333 | 50
xf_4219_to_4393_2 | 0.0 | Yg | [1.7424e-007 1.7424e-007 1.7424e-007] | [5.54623145686637e-010 5.54623145686637e-010 5.54623145686637e-010] | [74882.65323004521000 74882.65323004521000 74882.65323004521000] | Yg | [0.07661850802113518 0.07661850802113518 0.07661850802113518] | [0.00829998042478312 0.00829998042478312 0.00829998042478312] | [19052.55888325765000 19052.55888325765000 19052.55888325765000] | [174240000 174240000 174240000] | [554623.1456866369 554623.1456866369 554623.1456866369] | [0 0 0 0] | [0 0 0 0] | [0 0 0 0] | [0 0 0 0] | [0 0 0 0] | [0 0 0 0] | 76210.2355330306 | 19052.55888325765 | 33333333.33333333 | 50
xf_4220_to_4074_6 | 0.0 | Yg | [1.7424e-007 1.7424e-007 1.7424e-007] | [5.54623145686637e-010 5.54623145686637e-010 5.54623145686637e-010] | [77537.81783601599000 77537.81783601599000 77537.81783601599000] | Yg | [0.1690460165919287 0.1690460165919287 0.1690460165919287] | [0.01760502304016249 0.01760502304016249 0.01760502304016249] | [19052.55888325765000 19052.55888325765000 19052.55888325765000] | [174240000 174240000 174240000] | [554623.1456866369 554623.1456866369 554623.1456866369] | [0 0 0 0] | [0 0 0 0] | [0 0 0 0] | [0 0 0 0] | [0 0 0 0] | [0 0 0 0] | 76210.2355330306 | 19052.55888325765 | 33333333.33333333 | 50
xf_4220_to_4075_7 | 0.0 | Yg | [1.7424e-007 1.7424e-007 1.7424e-007] | [5.54623145686637e-010 5.54623145686637e-010 5.54623145686637e-010] | [78115.49142135637000 78115.49142135637000 78115.49142135637000] | Yg | [0.01830114224685938 0.01830114224685938 0.01830114224685938] | [0.001176448117648071 0.001176448117648071 0.001176448117648071] | [6639.528095680697000 6639.528095680697000 6639.528095680697000] | [174240000 174240000 174240000] | [554623.1456866369 554623.1456866369 554623.1456866369] | [0 0 0 0] | [0 0 0 0] | [0 0 0 0] | [0 0 0 0] | [0 0 0 0] | [0 0 0 0] | 76210.2355330306 | 6639.528095680696 | 33333333.33333333 | 50
xf_4220_to_4076_8 | 0.0 | Yg | [1.7424e-007 1.7424e-007 1.7424e-007] | [5.54623145686637e-010 5.54623145686637e-010 5.54623145686637e-010] | [80973.37525384502000 80973.37525384502000 80973.37525384502000] | Yg | [0.007687770310348318 0.007687770310348318 0.007687770310348318] | [0.001022740984006961 0.001022740984006961 0.001022740984006961] | [6350.852961085884000 6350.852961085884000 6350.852961085884000] | [174240000 174240000 174240000] | [554623.1456866369 554623.1456866369 554623.1456866369] | [0 0 0 0] | [0 0 0 0] | [0 0 0 0] | [0 0 0 0] | [0 0 0 0] | [0 0 0 0] | 76210.2355330306 | 6639.528095680696 | 33333333.33333333 | 50
xf_4220_to_4077_9 | 0.0 | Yg | [1.7424e-007 1.7424e-007 1.7424e-007] | [5.54623145686637e-010 5.54623145686637e-010 5.54623145686637e-010] | [85736.51497465943000 85736.51497465943000 85736.51497465943000] | Yg | [0.01789257049468197 0.01789257049468197 0.01789257049468197] | [0.001193772953451485 0.001193772953451485 0.001193772953451485] | [6639.528095680697000 6639.528095680697000 6639.528095680697000] | [174240000 174240000 174240000] | [554623.1456866369 554623.1456866369 554623.1456866369] | [0 0 0 0] | [0 0 0 0] | [0 0 0 0] | [0 0 0 0] | [0 0 0 0] | [0 0 0 0] | 76210.2355330306 | 6639.528095680696 | 33333333.33333333 | 50
xf_4221_to_4102_1 | 0.0 | Yg | [1.7424e-007 1.7424e-007 1.7424e-007] | [5.54623145686637e-010 5.54623145686637e-010 5.54623145686637e-010] | [77543.91465485864000 77543.91465485864000 77543.91465485864000] | Yg | [0.03700976238853841 0.03700976238853841 0.03700976238853841] | [0.004719428754848137 0.004719428754848137 0.004719428754848137] | [19052.55888325765000 19052.55888325765000 19052.55888325765000] | [174240000 174240000 174240000] | [554623.1456866369 554623.1456866369 554623.1456866369] | [0 0 0 0] | [0 0 0 0] | [0 0 0 0] | [0 0 0 0] | [0 0 0 0] | [0 0 0 0] | 76210.2355330306 | 19052.55888325765 | 33333333.33333333 | 50
xf_4221_to_4103_2 | 0.0 | Yg | [1.7424e-007 1.7424e-007 1.7424e-007] | [5.54623145686637e-010 5.54623145686637e-010 5.54623145686637e-010] | [77543.91465485864000 77543.91465485864000 77543.91465485864000] | Yg | [0.03698267907997781 0.03698267907997781 0.03698267907997781] | [0.004334220455235241 0.004334220455235241 0.004334220455235241] | [19052.55888325765000 19052.55888325765000 19052.55888325765000] | [174240000 174240000 174240000] | [554623.1456866369 554623.1456866369 554623.1456866369] | [0 0 0 0] | [0 0 0 0] | [0 0 0 0] | [0 0 0 0] | [0 0 0 0] | [0 0 0 0] | 76210.2355330306 | 19052.55888325765 | 33333333.33333333 | 50
xf_4222_to_4398_1 | 0.0 | Yg | [1.7424e-007 1.7424e-007 1.7424e-007] | [5.54623145686637e-010 5.54623145686637e-010 5.54623145686637e-010] | [78149.02392499089000 78149.02392499089000 78149.02392499089000] | Yg | [0.04311264614693851 0.04311264614693851 0.04311264614693851] | [0.005985394424363726 0.005985394424363726 0.005985394424363726] | [19052.55888325765000 19052.55888325765000 19052.55888325765000] | [174240000 174240000 174240000] | [554623.1456866369 554623.1456866369 554623.1456866369] | [0 0 0 0] | [0 0 0 0] | [0 0 0 0] | [0 0 0 0] | [0 0 0 0] | [0 0 0 0] | 76210.2355330306 | 19052.55888325765 | 33333333.33333333 | 50
xf_4222_to_4398_2 | 0.0 | Yg | [1.7424e-007 1.7424e-007 1.7424e-007] | [5.54623145686637e-010 5.54623145686637e-010 5.54623145686637e-010] | [78149.02392499089000 78149.02392499089000 78149.02392499089000] | Yg | [0.04142011209340521 0.04142011209340521 0.04142011209340521] | [0.006507803226285434 0.006507803226285434 0.006507803226285434] | [19052.55888325765000 19052.55888325765000 19052.55888325765000] | [174240000 174240000 174240000] | [554623.1456866369 554623.1456866369 554623.1456866369] | [0 0 0 0] | [0 0 0 0] | [0 0 0 0] | [0 0 0 0] | [0 0 0 0] | [0 0 0 0] | 76210.2355330306 | 19052.55888325765 | 33333333.33333333 | 50
xf_4224_to_4072_1 | 0.0 | Yg | [1.7424e-007 1.7424e-007 1.7424e-007] | [5.54623145686637e-010 5.54623145686637e-010 5.54623145686637e-010] | [79096.98687897873000 79096.98687897873000 79096.98687897873000] | Yg | [0.008739363856124956 0.008739363856124956 0.008739363856124956] | [0.0007599433070995149 0.0007599433070995149 0.0007599433070995149] | [6350.852961085884000 6350.852961085884000 6350.852961085884000] | [174240000 174240000 174240000] | [554623.1456866369 554623.1456866369 554623.1456866369] | [0 0 0 0] | [0 0 0 0] | [0 0 0 0] | [0 0 0 0] | [0 0 0 0] | [0 0 0 0] | 76210.2355330306 | 6350.852961085884 | 33333333.33333333 | 50
xf_4224_to_4073_2 | 0.0 | Yg | [1.7424e-007 1.7424e-007 1.7424e-007] | [5.54623145686637e-010 5.54623145686637e-010 5.54623145686637e-010] | [79096.98687897873000 79096.98687897873000 79096.98687897873000] | Yg | [0.008563737207509241 0.008563737207509241 0.008563737207509241] | [0.0007262328598883976 0.0007262328598883976 0.0007262328598883976] | [6350.852961085884000 6350.852961085884000 6350.852961085884000] | [174240000 174240000 174240000] | [554623.1456866369 554623.1456866369 554623.1456866369] | [0 0 0 0] | [0 0 0 0] | [0 0 0 0] | [0 0 0 0] | [0 0 0 0] | [0 0 0 0] | 76210.2355330306 | 6350.852961085884 | 33333333.33333333 | 50
xf_4224_to_4340_1 | 0.0 | Yg | [1.7424e-007 1.7424e-007 1.7424e-007] | [5.54623145686637e-010 5.54623145686637e-010 5.54623145686637e-010] | [78877.59377668667000 78877.59377668667000 78877.59377668667000] | Yg | [0.1839561815449624 0.1839561815449624 0.1839561815449624] | [0.01729377113385229 0.01729377113385229 0.01729377113385229] | [19052.55888325765000 19052.55888325765000 19052.55888325765000] | [174240000 174240000 174240000] | [554623.1456866369 554623.1456866369 554623.1456866369] | [0 0 0 0] | [0 0 0 0] | [0 0 0 0] | [0 0 0 0] | [0 0 0 0] | [0 0 0 0] | 76210.2355330306 | 19052.55888325765 | 33333333.33333333 | 50
xf_4224_to_4340_2 | 0.0 | Yg | [1.7424e-007 1.7424e-007 1.7424e-007] | [5.54623145686637e-010 5.54623145686637e-010 5.54623145686637e-010] | [78877.59377668667000 78877.59377668667000 78877.59377668667000] | Yg | [0.1675905485654051 0.1675905485654051 0.1675905485654051] | [0.01807351091445328 0.01807351091445328 0.01807351091445328] | [19052.55888325765000 19052.55888325765000 19052.55888325765000] | [174240000 174240000 174240000] | [554623.1456866369 554623.1456866369 554623.1456866369] | [0 0 0 0] | [0 0 0 0] | [0 0 0 0] | [0 0 0 0] | [0 0 0 0] | [0 0 0 0] | 76210.2355330306 | 19052.55888325765 | 33333333.33333333 | 50
xf_4226_to_4112_5 | 0.0 | Yg | [4.356000000000001e-008 4.356000000000001e-008 4.356000000000001e-008] | [1.386557864216592e-010 1.386557864216592e-010 1.386557864216592e-010] | [38105.1177665153000 38105.1177665153000 38105.1177665153000] | Yg | [2.444206086118848 2.444206086118848 2.444206086118848] | [0.3049052029930665 0.3049052029930665 0.3049052029930665] | [158771.3240271471000 158771.3240271471000 158771.3240271471000] | [43560000 43560000 43560000] | [138655.7864216592 138655.7864216592 138655.7864216592] | [0 0 0 0] | [0 0 0 0] | [0 0 0 0] | [0 0 0 0] | [0 0 0 0] | [0 0 0 0] | 38105.1177665153 | 158771.3240271471 | 33333333.33333333 | 50
xf_4226_to_4112_6 | 0.0 | Yg | [4.356000000000001e-008 4.356000000000001e-008 4.356000000000001e-008] | [1.386557864216592e-010 1.386557864216592e-010 1.386557864216592e-010] | [38105.1177665153000 38105.1177665153000 38105.1177665153000] | Yg | [2.597013080676958 2.597013080676958 2.597013080676958] | [0.3155950019137496 0.3155950019137496 0.3155950019137496] | [158771.3240271471000 158771.3240271471000 158771.3240271471000] | [43560000 43560000 43560000] | [138655.7864216592 138655.7864216592 138655.7864216592] | [0 0 0 0] | [0 0 0 0] | [0 0 0 0] | [0 0 0 0] | [0 0 0 0] | [0 0 0 0] | 38105.1177665153 | 158771.3240271471 | 33333333.33333333 | 50
xf_4231_to_4449_1 | 0.0 | Yg | [4.356000000000001e-008 4.356000000000001e-008 4.356000000000001e-008] | [1.386557864216592e-010 1.386557864216592e-010 1.386557864216592e-010] | [38105.1177665153000 38105.1177665153000 38105.1177665153000] | Yg | [0.03216221658736996 0.03216221658736996 0.03216221658736996] | [0.0037080896220635 0.0037080896220635 0.0037080896220635] | [6350.852961085884000 6350.852961085884000 6350.852961085884000] | [43560000 43560000 43560000] | [138655.7864216592 138655.7864216592 138655.7864216592] | [0 0 0 0] | [0 0 0 0] | [0 0 0 0] | [0 0 0 0] | [0 0 0 0] | [0 0 0 0] | 38105.1177665153 | 6350.852961085884 | 33333333.33333333 | 50
xf_4232_to_4409_1 | 0.0 | Yg | [4.356000000000001e-008 4.356000000000001e-008 4.356000000000001e-008] | [1.386557864216592e-010 1.386557864216592e-010 1.386557864216592e-010] | [38105.1177665153000 38105.1177665153000 38105.1177665153000] | Yg | [0.03637107355611865 0.03637107355611865 0.03637107355611865] | [0.00346447631003473 0.00346447631003473 0.00346447631003473] | [6350.852961085884000 6350.852961085884000 6350.852961085884000] | [43560000 43560000 43560000] | [138655.7864216592 138655.7864216592 138655.7864216592] | [0 0 0 0] | [0 0 0 0] | [0 0 0 0] | [0 0 0 0] | [0 0 0 0] | [0 0 0 0] | 38105.1177665153 | 6350.852961085884 | 33333333.33333333 | 50
xf_4232_to_4409_2 | 0.0 | Yg | [4.356000000000001e-008 4.356000000000001e-008 4.356000000000001e-008] | [1.386557864216592e-010 1.386557864216592e-010 1.386557864216592e-010] | [38105.1177665153000 38105.1177665153000 38105.1177665153000] | Yg | [0.03722448255396911 0.03722448255396911 0.03722448255396911] | [0.003569704402947859 0.003569704402947859 0.003569704402947859] | [6350.852961085884000 6350.852961085884000 6350.852961085884000] | [43560000 43560000 43560000] | [138655.7864216592 138655.7864216592 138655.7864216592] | [0 0 0 0] | [0 0 0 0] | [0 0 0 0] | [0 0 0 0] | [0 0 0 0] | [0 0 0 0] | 38105.1177665153 | 6350.852961085884 | 33333333.33333333 | 50
xf_4233_to_4124_2 | 0.0 | Yg | [4.356000000000001e-008 4.356000000000001e-008 4.356000000000001e-008] | [1.386557864216592e-010 1.386557864216592e-010 1.386557864216592e-010] | [37628.80379443386000 37628.80379443386000 37628.80379443386000] | Yg | [2.983093986204362 2.983093986204362 2.983093986204362] | [0.3111019661820389 0.3111019661820389 0.3111019661820389] | [158771.3240271471000 158771.3240271471000 158771.3240271471000] | [43560000 43560000 43560000] | [138655.7864216592 138655.7864216592 138655.7864216592] | [0 0 0 0] | [0 0 0 0] | [0 0 0 0] | [0 0 0 0] | [0 0 0 0] | [0 0 0 0] | 38105.1177665153 | 158771.3240271471 | 33333333.33333333 | 50
xf_4233_to_4124_3 | 0.0 | Yg | [4.356000000000001e-008 4.356000000000001e-008 4.356000000000001e-008] | [1.386557864216592e-010 1.386557864216592e-010 1.386557864216592e-010] | [37628.80379443386000 37628.80379443386000 37628.80379443386000] | Yg | [3.147357336223654 3.147357336223654 3.147357336223654] | [0.3250206995258316 0.3250206995258316 0.3250206995258316] | [158771.3240271471000 158771.3240271471000 158771.3240271471000] | [43560000 43560000 43560000] | [138655.7864216592 138655.7864216592 138655.7864216592] | [0 0 0 0] | [0 0 0 0] | [0 0 0 0] | [0 0 0 0] | [0 0 0 0] | [0 0 0 0] | 38105.1177665153 | 158771.3240271471 | 33333333.33333333 | 50
xf_4234_to_4416_1 | 0.0 | Yg | [4.356000000000001e-008 4.356000000000001e-008 4.356000000000001e-008] | [1.386557864216592e-010 1.386557864216592e-010 1.386557864216592e-010] | [39057.74571067818000 39057.74571067818000 39057.74571067818000] | Yg | [0.06200038570396231 0.06200038570396231 0.06200038570396231] | [0.004081178141434411 0.004081178141434411 0.004081178141434411] | [6350.852961085884000 6350.852961085884000 6350.852961085884000] | [43560000 43560000 43560000] | [138655.7864216592 138655.7864216592 138655.7864216592] | [0 0 0 0] | [0 0 0 0] | [0 0 0 0] | [0 0 0 0] | [0 0 0 0] | [0 0 0 0] | 38105.1177665153 | 6350.852961085884 | 33333333.33333333 | 50
xf_4234_to_4416_2 | 0.0 | Yg | [4.356000000000001e-008 4.356000000000001e-008 4.356000000000001e-008] | [1.386557864216592e-010 1.386557864216592e-010 1.386557864216592e-010] | [39057.74571067818000 39057.74571067818000 39057.74571067818000] | Yg | [0.06178708132252052 0.06178708132252052 0.06178708132252052] | [0.004202187409747353 0.004202187409747353 0.004202187409747353] | [6350.852961085884000 6350.852961085884000 6350.852961085884000] | [43560000 43560000 43560000] | [138655.7864216592 138655.7864216592 138655.7864216592] | [0 0 0 0] | [0 0 0 0] | [0 0 0 0] | [0 0 0 0] | [0 0 0 0] | [0 0 0 0] | 38105.1177665153 | 6350.852961085884 | 33333333.33333333 | 50
xf_4235_to_4417_1 | 0.0 | Yg | [4.356000000000001e-008 4.356000000000001e-008 4.356000000000001e-008] | [1.386557864216592e-010 1.386557864216592e-010 1.386557864216592e-010] | [38581.43173859673000 38581.43173859673000 38581.43173859673000] | Yg | [0.03216412140468768 0.03216412140468768 0.03216412140468768] | [0.003578963058425307 0.003578963058425307 0.003578963058425307] | [6350.852961085884000 6350.852961085884000 6350.852961085884000] | [43560000 43560000 43560000] | [138655.7864216592 138655.7864216592 138655.7864216592] | [0 0 0 0] | [0 0 0 0] | [0 0 0 0] | [0 0 0 0] | [0 0 0 0] | [0 0 0 0] | 38105.1177665153 | 6350.852961085884 | 33333333.33333333 | 50
xf_4235_to_4417_2 | 0.0 | Yg | [4.356000000000001e-008 4.356000000000001e-008 4.356000000000001e-008] | [1.386557864216592e-010 1.386557864216592e-010 1.386557864216592e-010] | [38581.43173859673000 38581.43173859673000 38581.43173859673000] | Yg | [0.03436920974877707 0.03436920974877707 0.03436920974877707] | [0.003570184928546168 0.003570184928546168 0.003570184928546168] | [6350.852961085884000 6350.852961085884000 6350.852961085884000] | [43560000 43560000 43560000] | [138655.7864216592 138655.7864216592 138655.7864216592] | [0 0 0 0] | [0 0 0 0] | [0 0 0 0] | [0 0 0 0] | [0 0 0 0] | [0 0 0 0] | 38105.1177665153 | 6350.852961085884 | 33333333.33333333 | 50
xf_4236_to_4418_1 | 0.0 | Yg | [4.356000000000001e-008 4.356000000000001e-008 4.356000000000001e-008] | [1.386557864216592e-010 1.386557864216592e-010 1.386557864216592e-010] | [38105.1177665153000 38105.1177665153000 38105.1177665153000] | Yg | [0.08159662195069491 0.08159662195069491 0.08159662195069491] | [0.003944499367830014 0.003944499367830014 0.003944499367830014] | [6350.852961085884000 6350.852961085884000 6350.852961085884000] | [43560000 43560000 43560000] | [138655.7864216592 138655.7864216592 138655.7864216592] | [0 0 0 0] | [0 0 0 0] | [0 0 0 0] | [0 0 0 0] | [0 0 0 0] | [0 0 0 0] | 38105.1177665153 | 6350.852961085884 | 33333333.33333333 | 50
xf_4236_to_4418_2 | 0.0 | Yg | [4.356000000000001e-008 4.356000000000001e-008 4.356000000000001e-008] | [1.386557864216592e-010 1.386557864216592e-010 1.386557864216592e-010] | [38105.1177665153000 38105.1177665153000 38105.1177665153000] | Yg | [0.08071146954240049 0.08071146954240049 0.08071146954240049] | [0.003753973070087402 0.003753973070087402 0.003753973070087402] | [6350.852961085884000 6350.852961085884000 6350.852961085884000] | [43560000 43560000 43560000] | [138655.7864216592 138655.7864216592 138655.7864216592] | [0 0 0 0] | [0 0 0 0] | [0 0 0 0] | [0 0 0 0] | [0 0 0 0] | [0 0 0 0] | 38105.1177665153 | 6350.852961085884 | 33333333.33333333 | 50
xf_4236_to_4418_3 | 0.0 | Yg | [4.356000000000001e-008 4.356000000000001e-008 4.356000000000001e-008] | [1.386557864216592e-010 1.386557864216592e-010 1.386557864216592e-010] | [38581.43173859673000 38581.43173859673000 38581.43173859673000] | Yg | [0.07485397111678266 0.07485397111678266 0.07485397111678266] | [0.003905212314363957 0.003905212314363957 0.003905212314363957] | [6350.852961085884000 6350.852961085884000 6350.852961085884000] | [43560000 43560000 43560000] | [138655.7864216592 138655.7864216592 138655.7864216592] | [0 0 0 0] | [0 0 0 0] | [0 0 0 0] | [0 0 0 0] | [0 0 0 0] | [0 0 0 0] | 38105.1177665153 | 6350.852961085884 | 33333333.33333333 | 50
xf_4236_to_4418_4 | 0.0 | Yg | [4.356000000000001e-008 4.356000000000001e-008 4.356000000000001e-008] | [1.386557864216592e-010 1.386557864216592e-010 1.386557864216592e-010] | [38581.43173859673000 38581.43173859673000 38581.43173859673000] | Yg | [0.07873004951743644 0.07873004951743644 0.07873004951743644] | [0.003763791486634481 0.003763791486634481 0.003763791486634481] | [6350.852961085884000 6350.852961085884000 6350.852961085884000] | [43560000 43560000 43560000] | [138655.7864216592 138655.7864216592 138655.7864216592] | [0 0 0 0] | [0 0 0 0] | [0 0 0 0] | [0 0 0 0] | [0 0 0 0] | [0 0 0 0] | 38105.1177665153 | 6350.852961085884 | 33333333.33333333 | 50
xf_4237_to_4419_1 | 0.0 | Yg | [4.356000000000001e-008 4.356000000000001e-008 4.356000000000001e-008] | [1.386557864216592e-010 1.386557864216592e-010 1.386557864216592e-010] | [39057.74571067818000 39057.74571067818000 39057.74571067818000] | Yg | [0.03192644224940237 0.03192644224940237 0.03192644224940237] | [0.003624671998938416 0.003624671998938416 0.003624671998938416] | [6350.852961085884000 6350.852961085884000 6350.852961085884000] | [43560000 43560000 43560000] | [138655.7864216592 138655.7864216592 138655.7864216592] | [0 0 0 0] | [0 0 0 0] | [0 0 0 0] | [0 0 0 0] | [0 0 0 0] | [0 0 0 0] | 38105.1177665153 | 6350.852961085884 | 33333333.33333333 | 50
xf_4237_to_4419_2 | 0.0 | Yg | [4.356000000000001e-008 4.356000000000001e-008 4.356000000000001e-008] | [1.386557864216592e-010 1.386557864216592e-010 1.386557864216592e-010] | [39057.74571067818000 39057.74571067818000 39057.74571067818000] | Yg | [0.03222041490095857 0.03222041490095857 0.03222041490095857] | [0.003602574253246775 0.003602574253246775 0.003602574253246775] | [6350.852961085884000 6350.852961085884000 6350.852961085884000] | [43560000 43560000 43560000] | [138655.7864216592 138655.7864216592 138655.7864216592] | [0 0 0 0] | [0 0 0 0] | [0 0 0 0] | [0 0 0 0] | [0 0 0 0] | [0 0 0 0] | 38105.1177665153 | 6350.852961085884 | 33333333.33333333 | 50
xf_4239_to_4421_1 | 0.0 | Yg | [4.356000000000001e-008 4.356000000000001e-008 4.356000000000001e-008] | [1.386557864216592e-010 1.386557864216592e-010 1.386557864216592e-010] | [39057.74571067818000 39057.74571067818000 39057.74571067818000] | Yg | [0.06155777224561757 0.06155777224561757 0.06155777224561757] | [0.003887705617913205 0.003887705617913205 0.003887705617913205] | [6350.852961085884000 6350.852961085884000 6350.852961085884000] | [43560000 43560000 43560000] | [138655.7864216592 138655.7864216592 138655.7864216592] | [0 0 0 0] | [0 0 0 0] | [0 0 0 0] | [0 0 0 0] | [0 0 0 0] | [0 0 0 0] | 38105.1177665153 | 6350.852961085884 | 33333333.33333333 | 50
xf_4239_to_4421_2 | 0.0 | Yg | [4.356000000000001e-008 4.356000000000001e-008 4.356000000000001e-008] | [1.386557864216592e-010 1.386557864216592e-010 1.386557864216592e-010] | [32865.66407361945000 32865.66407361945000 32865.66407361945000] | Yg | [0.0440835170703773 0.0440835170703773 0.0440835170703773] | [0.003886060760052579 0.003886060760052579 0.003886060760052579] | [6350.852961085884000 6350.852961085884000 6350.852961085884000] | [43560000 43560000 43560000] | [138655.7864216592 138655.7864216592 138655.7864216592] | [0 0 0 0] | [0 0 0 0] | [0 0 0 0] | [0 0 0 0] | [0 0 0 0] | [0 0 0 0] | 38105.1177665153 | 6350.852961085884 | 33333333.33333333 | 50
xf_4240_to_4422_1 | 0.0 | Yg | [4.356000000000001e-008 4.356000000000001e-008 4.356000000000001e-008] | [1.386557864216592e-010 1.386557864216592e-010 1.386557864216592e-010] | [38581.43173859673000 38581.43173859673000 38581.43173859673000] | Yg | [0.04275603960626483 0.04275603960626483 0.04275603960626483] | [0.003692000989182554 0.003692000989182554 0.003692000989182554] | [6350.852961085884000 6350.852961085884000 6350.852961085884000] | [43560000 43560000 43560000] | [138655.7864216592 138655.7864216592 138655.7864216592] | [0 0 0 0] | [0 0 0 0] | [0 0 0 0] | [0 0 0 0] | [0 0 0 0] | [0 0 0 0] | 38105.1177665153 | 6350.852961085884 | 33333333.33333333 | 50
xf_4240_to_4422_2 | 0.0 | Yg | [4.356000000000001e-008 4.356000000000001e-008 4.356000000000001e-008] | [1.386557864216592e-010 1.386557864216592e-010 1.386557864216592e-010] | [38581.43173859673000 38581.43173859673000 38581.43173859673000] | Yg | [0.04599294035064939 0.04599294035064939 0.04599294035064939] | [0.003800070162050109 0.003800070162050109 0.003800070162050109] | [6350.852961085884000 6350.852961085884000 6350.852961085884000] | [43560000 43560000 43560000] | [138655.7864216592 138655.7864216592 138655.7864216592] | [0 0 0 0] | [0 0 0 0] | [0 0 0 0] | [0 0 0 0] | [0 0 0 0] | [0 0 0 0] | 38105.1177665153 | 6350.852961085884 | 33333333.33333333 | 50
xf_4240_to_4422_3 | 0.0 | Yg | [4.356000000000001e-008 4.356000000000001e-008 4.356000000000001e-008] | [1.386557864216592e-010 1.386557864216592e-010 1.386557864216592e-010] | [38581.43173859673000 38581.43173859673000 38581.43173859673000] | Yg | [0.028618918136729 0.028618918136729 0.028618918136729] | [0.003220784400407666 0.003220784400407666 0.003220784400407666] | [6350.852961085884000 6350.852961085884000 6350.852961085884000] | [43560000 43560000 43560000] | [138655.7864216592 138655.7864216592 138655.7864216592] | [0 0 0 0] | [0 0 0 0] | [0 0 0 0] | [0 0 0 0] | [0 0 0 0] | [0 0 0 0] | 38105.1177665153 | 6350.852961085884 | 33333333.33333333 | 50
xf_4241_to_4420_1 | 0.0 | Yg | [4.356000000000001e-008 4.356000000000001e-008 4.356000000000001e-008] | [1.386557864216592e-010 1.386557864216592e-010 1.386557864216592e-010] | [38581.43173859673000 38581.43173859673000 38581.43173859673000] | Yg | [0.07484577002960557 0.07484577002960557 0.07484577002960557] | [0.003952340974233787 0.003952340974233787 0.003952340974233787] | [6350.852961085884000 6350.852961085884000 6350.852961085884000] | [43560000 43560000 43560000] | [138655.7864216592 138655.7864216592 138655.7864216592] | [0 0 0 0] | [0 0 0 0] | [0 0 0 0] | [0 0 0 0] | [0 0 0 0] | [0 0 0 0] | 38105.1177665153 | 6350.852961085884 | 33333333.33333333 | 50
xf_4241_to_4420_2 | 0.0 | Yg | [4.356000000000001e-008 4.356000000000001e-008 4.356000000000001e-008] | [1.386557864216592e-010 1.386557864216592e-010 1.386557864216592e-010] | [38581.43173859673000 38581.43173859673000 38581.43173859673000] | Yg | [0.06481590121166725 0.06481590121166725 0.06481590121166725] | [0.003611457774337758 0.003611457774337758 0.003611457774337758] | [6350.852961085884000 6350.852961085884000 6350.852961085884000] | [43560000 43560000 43560000] | [138655.7864216592 138655.7864216592 138655.7864216592] | [0 0 0 0] | [0 0 0 0] | [0 0 0 0] | [0 0 0 0] | [0 0 0 0] | [0 0 0 0] | 38105.1177665153 | 6350.852961085884 | 33333333.33333333 | 50
xf_4243_to_4066_1 | 0.0 | Yg | [4.356000000000001e-008 4.356000000000001e-008 4.356000000000001e-008] | [1.386557864216592e-010 1.386557864216592e-010 1.386557864216592e-010] | [38581.43173859673000 38581.43173859673000 38581.43173859673000] | Yg | [0.0049768514998054 0.0049768514998054 0.0049768514998054] | [0.0009755305994277931 0.0009755305994277931 0.0009755305994277931] | [9122.134253196087000 9122.134253196087000 9122.134253196087000] | [43560000 43560000 43560000] | [138655.7864216592 138655.7864216592 138655.7864216592] | [0 0 0 0] | [0 0 0 0] | [0 0 0 0] | [0 0 0 0] | [0 0 0 0] | [0 0 0 0] | 38105.1177665153 | 9093.266739736606 | 33333333.33333333 | 50
xf_4243_to_4067_2 | 0.0 | Yg | [4.356000000000001e-008 4.356000000000001e-008 4.356000000000001e-008] | [1.386557864216592e-010 1.386557864216592e-010 1.386557864216592e-010] | [38581.43173859673000 38581.43173859673000 38581.43173859673000] | Yg | [0.006937590388347746 0.006937590388347746 0.006937590388347746] | [0.000885519755244817 0.000885519755244817 0.000885519755244817] | [6639.528095680697000 6639.528095680697000 6639.528095680697000] | [43560000 43560000 43560000] | [138655.7864216592 138655.7864216592 138655.7864216592] | [0 0 0 0] | [0 0 0 0] | [0 0 0 0] | [0 0 0 0] | [0 0 0 0] | [0 0 0 0] | 38105.1177665153 | 6639.528095680696 | 33333333.33333333 | 50
xf_4243_to_4482_1 | 0.0 | Yg | [4.356000000000001e-008 4.356000000000001e-008 4.356000000000001e-008] | [1.386557864216592e-010 1.386557864216592e-010 1.386557864216592e-010] | [39057.74571067818000 39057.74571067818000 39057.74571067818000] | Yg | [0.06169285678497981 0.06169285678497981 0.06169285678497981] | [0.003773083320702356 0.003773083320702356 0.003773083320702356] | [6350.852961085884000 6350.852961085884000 6350.852961085884000] | [43560000 43560000 43560000] | [138655.7864216592 138655.7864216592 138655.7864216592] | [0 0 0 0] | [0 0 0 0] | [0 0 0 0] | [0 0 0 0] | [0 0 0 0] | [0 0 0 0] | 38105.1177665153 | 6350.852961085884 | 33333333.33333333 | 50
xf_4244_to_4424_1 | 0.0 | Yg | [4.356000000000001e-008 4.356000000000001e-008 4.356000000000001e-008] | [1.386557864216592e-010 1.386557864216592e-010 1.386557864216592e-010] | [38105.1177665153000 38105.1177665153000 38105.1177665153000] | Yg | [0.04532634263665784 0.04532634263665784 0.04532634263665784] | [0.003779297339552514 0.003779297339552514 0.003779297339552514] | [6350.852961085884000 6350.852961085884000 6350.852961085884000] | [43560000 43560000 43560000] | [138655.7864216592 138655.7864216592 138655.7864216592] | [0 0 0 0] | [0 0 0 0] | [0 0 0 0] | [0 0 0 0] | [0 0 0 0] | [0 0 0 0] | 38105.1177665153 | 6350.852961085884 | 33333333.33333333 | 50
xf_4244_to_4424_2 | 0.0 | Yg | [4.356000000000001e-008 4.356000000000001e-008 4.356000000000001e-008] | [1.386557864216592e-010 1.386557864216592e-010 1.386557864216592e-010] | [38105.1177665153000 38105.1177665153000 38105.1177665153000] | Yg | [0.02694969500678186 0.02694969500678186 0.02694969500678186] | [0.003544987427764871 0.003544987427764871 0.003544987427764871] | [6350.852961085884000 6350.852961085884000 6350.852961085884000] | [43560000 43560000 43560000] | [138655.7864216592 138655.7864216592 138655.7864216592] | [0 0 0 0] | [0 0 0 0] | [0 0 0 0] | [0 0 0 0] | [0 0 0 0] | [0 0 0 0] | 38105.1177665153 | 6350.852961085884 | 33333333.33333333 | 50
xf_4245_to_4425_1 | 0.0 | Yg | [4.356000000000001e-008 4.356000000000001e-008 4.356000000000001e-008] | [1.386557864216592e-010 1.386557864216592e-010 1.386557864216592e-010] | [37628.80379443386000 37628.80379443386000 37628.80379443386000] | Yg | [0.03141130544394404 0.03141130544394404 0.03141130544394404] | [0.003432434967087191 0.003432434967087191 0.003432434967087191] | [6350.852961085884000 6350.852961085884000 6350.852961085884000] | [43560000 43560000 43560000] | [138655.7864216592 138655.7864216592 138655.7864216592] | [0 0 0 0] | [0 0 0 0] | [0 0 0 0] | [0 0 0 0] | [0 0 0 0] | [0 0 0 0] | 38105.1177665153 | 6350.852961085884 | 33333333.33333333 | 50
xf_4245_to_4425_2 | 0.0 | Yg | [4.356000000000001e-008 4.356000000000001e-008 4.356000000000001e-008] | [1.386557864216592e-010 1.386557864216592e-010 1.386557864216592e-010] | [37628.80379443386000 37628.80379443386000 37628.80379443386000] | Yg | [0.04217437721043646 0.04217437721043646 0.04217437721043646] | [0.003713586512557746 0.003713586512557746 0.003713586512557746] | [6350.852961085884000 6350.852961085884000 6350.852961085884000] | [43560000 43560000 43560000] | [138655.7864216592 138655.7864216592 138655.7864216592] | [0 0 0 0] | [0 0 0 0] | [0 0 0 0] | [0 0 0 0] | [0 0 0 0] | [0 0 0 0] | 38105.1177665153 | 6350.852961085884 | 33333333.33333333 | 50
xf_4246_to_4426_1 | 0.0 | Yg | [4.356000000000001e-008 4.356000000000001e-008 4.356000000000001e-008] | [1.386557864216592e-010 1.386557864216592e-010 1.386557864216592e-010] | [38581.43173859673000 38581.43173859673000 38581.43173859673000] | Yg | [0.02591618514201752 0.02591618514201752 0.02591618514201752] | [0.001757854440730167 0.001757854440730167 0.001757854440730167] | [4387.862045841156000 4387.862045841156000 4387.862045841156000] | [43560000 43560000 43560000] | [138655.7864216592 138655.7864216592 138655.7864216592] | [0 0 0 0] | [0 0 0 0] | [0 0 0 0] | [0 0 0 0] | [0 0 0 0] | [0 0 0 0] | 38105.1177665153 | 4387.862045841156 | 33333333.33333333 | 50
xf_4246_to_4426_2 | 0.0 | Yg | [4.356000000000001e-008 4.356000000000001e-008 4.356000000000001e-008] | [1.386557864216592e-010 1.386557864216592e-010 1.386557864216592e-010] | [38581.43173859673000 38581.43173859673000 38581.43173859673000] | Yg | [0.0317604448123619 0.0317604448123619 0.0317604448123619] | [0.00233251280330112 0.00233251280330112 0.00233251280330112] | [4387.862045841156000 4387.862045841156000 4387.862045841156000] | [43560000 43560000 43560000] | [138655.7864216592 138655.7864216592 138655.7864216592] | [0 0 0 0] | [0 0 0 0] | [0 0 0 0] | [0 0 0 0] | [0 0 0 0] | [0 0 0 0] | 38105.1177665153 | 4387.862045841156 | 33333333.33333333 | 50
xf_4247_to_4427_1 | 0.0 | Yg | [4.356000000000001e-008 4.356000000000001e-008 4.356000000000001e-008] | [1.386557864216592e-010 1.386557864216592e-010 1.386557864216592e-010] | [38581.43173859673000 38581.43173859673000 38581.43173859673000] | Yg | [0.02188988764966637 0.02188988764966637 0.02188988764966637] | [0.001979168767548962 0.001979168767548962 0.001979168767548962] | [4387.862045841156000 4387.862045841156000 4387.862045841156000] | [43560000 43560000 43560000] | [138655.7864216592 138655.7864216592 138655.7864216592] | [0 0 0 0] | [0 0 0 0] | [0 0 0 0] | [0 0 0 0] | [0 0 0 0] | [0 0 0 0] | 38105.1177665153 | 4387.862045841156 | 33333333.33333333 | 50
xf_4247_to_4427_2 | 0.0 | Yg | [4.356000000000001e-008 4.356000000000001e-008 4.356000000000001e-008] | [1.386557864216592e-010 1.386557864216592e-010 1.386557864216592e-010] | [38581.43173859673000 38581.43173859673000 38581.43173859673000] | Yg | [0.02223073902485389 0.02223073902485389 0.02223073902485389] | [0.001888142297694597 0.001888142297694597 0.001888142297694597] | [4387.862045841156000 4387.862045841156000 4387.862045841156000] | [43560000 43560000 43560000] | [138655.7864216592 138655.7864216592 138655.7864216592] | [0 0 0 0] | [0 0 0 0] | [0 0 0 0] | [0 0 0 0] | [0 0 0 0] | [0 0 0 0] | 38105.1177665153 | 4387.862045841156 | 33333333.33333333 | 50
xf_4249_to_4428_1 | 0.0 | Yg | [4.356000000000001e-008 4.356000000000001e-008 4.356000000000001e-008] | [1.386557864216592e-010 1.386557864216592e-010 1.386557864216592e-010] | [40010.37365484107000 40010.37365484107000 40010.37365484107000] | Yg | [0.02482815615885879 0.02482815615885879 0.02482815615885879] | [0.002232294137672912 0.002232294137672912 0.002232294137672912] | [4387.862045841156000 4387.862045841156000 4387.862045841156000] | [43560000 43560000 43560000] | [138655.7864216592 138655.7864216592 138655.7864216592] | [0 0 0 0] | [0 0 0 0] | [0 0 0 0] | [0 0 0 0] | [0 0 0 0] | [0 0 0 0] | 38105.1177665153 | 4387.862045841156 | 33333333.33333333 | 50
xf_4249_to_4428_2 | 0.0 | Yg | [4.356000000000001e-008 4.356000000000001e-008 4.356000000000001e-008] | [1.386557864216592e-010 1.386557864216592e-010 1.386557864216592e-010] | [40010.37365484107000 40010.37365484107000 40010.37365484107000] | Yg | [0.02393371805862261 0.02393371805862261 0.02393371805862261] | [0.002200583119985567 0.002200583119985567 0.002200583119985567] | [4387.862045841156000 4387.862045841156000 4387.862045841156000] | [43560000 43560000 43560000] | [138655.7864216592 138655.7864216592 138655.7864216592] | [0 0 0 0] | [0 0 0 0] | [0 0 0 0] | [0 0 0 0] | [0 0 0 0] | [0 0 0 0] | 38105.1177665153 | 4387.862045841156 | 33333333.33333333 | 50
xf_4252_to_4429_1 | 0.0 | Yg | [4.356000000000001e-008 4.356000000000001e-008 4.356000000000001e-008] | [1.386557864216592e-010 1.386557864216592e-010 1.386557864216592e-010] | [37628.80379443386000 37628.80379443386000 37628.80379443386000] | Yg | [0.03620708412216044 0.03620708412216044 0.03620708412216044] | [0.003667299798226416 0.003667299798226416 0.003667299798226416] | [6350.852961085884000 6350.852961085884000 6350.852961085884000] | [43560000 43560000 43560000] | [138655.7864216592 138655.7864216592 138655.7864216592] | [0 0 0 0] | [0 0 0 0] | [0 0 0 0] | [0 0 0 0] | [0 0 0 0] | [0 0 0 0] | 38105.1177665153 | 6350.852961085884 | 33333333.33333333 | 50
xf_4252_to_4429_2 | 0.0 | Yg | [4.356000000000001e-008 4.356000000000001e-008 4.356000000000001e-008] | [1.386557864216592e-010 1.386557864216592e-010 1.386557864216592e-010] | [37628.80379443386000 37628.80379443386000 37628.80379443386000] | Yg | [0.03674812726720699 0.03674812726720699 0.03674812726720699] | [0.003749950093246183 0.003749950093246183 0.003749950093246183] | [6350.852961085884000 6350.852961085884000 6350.852961085884000] | [43560000 43560000 43560000] | [138655.7864216592 138655.7864216592 138655.7864216592] | [0 0 0 0] | [0 0 0 0] | [0 0 0 0] | [0 0 0 0] | [0 0 0 0] | [0 0 0 0] | 38105.1177665153 | 6350.852961085884 | 33333333.33333333 | 50
xf_4253_to_4430_1 | 0.0 | Yg | [4.356000000000001e-008 4.356000000000001e-008 4.356000000000001e-008] | [1.386557864216592e-010 1.386557864216592e-010 1.386557864216592e-010] | [37628.80379443386000 37628.80379443386000 37628.80379443386000] | Yg | [0.06878614024966676 0.06878614024966676 0.06878614024966676] | [0.003480679268635194 0.003480679268635194 0.003480679268635194] | [6350.852961085884000 6350.852961085884000 6350.852961085884000] | [43560000 43560000 43560000] | [138655.7864216592 138655.7864216592 138655.7864216592] | [0 0 0 0] | [0 0 0 0] | [0 0 0 0] | [0 0 0 0] | [0 0 0 0] | [0 0 0 0] | 38105.1177665153 | 6350.852961085884 | 33333333.33333333 | 50
xf_4253_to_4430_2 | 0.0 | Yg | [4.356000000000001e-008 4.356000000000001e-008 4.356000000000001e-008] | [1.386557864216592e-010 1.386557864216592e-010 1.386557864216592e-010] | [37628.80379443386000 37628.80379443386000 37628.80379443386000] | Yg | [0.06885150380208505 0.06885150380208505 0.06885150380208505] | [0.004163511583305118 0.004163511583305118 0.004163511583305118] | [6350.852961085884000 6350.852961085884000 6350.852961085884000] | [43560000 43560000 43560000] | [138655.7864216592 138655.7864216592 138655.7864216592] | [0 0 0 0] | [0 0 0 0] | [0 0 0 0] | [0 0 0 0] | [0 0 0 0] | [0 0 0 0] | 38105.1177665153 | 6350.852961085884 | 33333333.33333333 | 50
xf_4254_to_4378_2 | 0.0 | Yg | [4.356000000000001e-008 4.356000000000001e-008 4.356000000000001e-008] | [1.386557864216592e-010 1.386557864216592e-010 1.386557864216592e-010] | [39057.74571067818000 39057.74571067818000 39057.74571067818000] | Yg | [0.04224151393726099 0.04224151393726099 0.04224151393726099] | [0.003857927455102651 0.003857927455102651 0.003857927455102651] | [6350.852961085884000 6350.852961085884000 6350.852961085884000] | [43560000 43560000 43560000] | [138655.7864216592 138655.7864216592 138655.7864216592] | [0 0 0 0] | [0 0 0 0] | [0 0 0 0] | [0 0 0 0] | [0 0 0 0] | [0 0 0 0] | 38105.1177665153 | 6350.852961085884 | 33333333.33333333 | 50
xf_4255_to_4433_1 | 0.0 | Yg | [4.356000000000001e-008 4.356000000000001e-008 4.356000000000001e-008] | [1.386557864216592e-010 1.386557864216592e-010 1.386557864216592e-010] | [37628.80379443386000 37628.80379443386000 37628.80379443386000] | Yg | [0.06334083767231181 0.06334083767231181 0.06334083767231181] | [0.003714093458468941 0.003714093458468941 0.003714093458468941] | [6350.852961085884000 6350.852961085884000 6350.852961085884000] | [43560000 43560000 43560000] | [138655.7864216592 138655.7864216592 138655.7864216592] | [0 0 0 0] | [0 0 0 0] | [0 0 0 0] | [0 0 0 0] | [0 0 0 0] | [0 0 0 0] | 38105.1177665153 | 6350.852961085884 | 33333333.33333333 | 50
xf_4255_to_4433_2 | 0.0 | Yg | [4.356000000000001e-008 4.356000000000001e-008 4.356000000000001e-008] | [1.386557864216592e-010 1.386557864216592e-010 1.386557864216592e-010] | [37628.80379443386000 37628.80379443386000 37628.80379443386000] | Yg | [0.06092262711090415 0.06092262711090415 0.06092262711090415] | [0.003687139404300835 0.003687139404300835 0.003687139404300835] | [6350.852961085884000 6350.852961085884000 6350.852961085884000] | [43560000 43560000 43560000] | [138655.7864216592 138655.7864216592 138655.7864216592] | [0 0 0 0] | [0 0 0 0] | [0 0 0 0] | [0 0 0 0] | [0 0 0 0] | [0 0 0 0] | 38105.1177665153 | 6350.852961085884 | 33333333.33333333 | 50
xf_4258_to_4435_1 | 0.0 | Yg | [4.356000000000001e-008 4.356000000000001e-008 4.356000000000001e-008] | [1.386557864216592e-010 1.386557864216592e-010 1.386557864216592e-010] | [37152.48982235241000 37152.48982235241000 37152.48982235241000] | Yg | [0.03307929986444309 0.03307929986444309 0.03307929986444309] | [0.003822920230405289 0.003822920230405289 0.003822920230405289] | [6350.852961085884000 6350.852961085884000 6350.852961085884000] | [43560000 43560000 43560000] | [138655.7864216592 138655.7864216592 138655.7864216592] | [0 0 0 0] | [0 0 0 0] | [0 0 0 0] | [0 0 0 0] | [0 0 0 0] | [0 0 0 0] | 38105.1177665153 | 6350.852961085884 | 33333333.33333333 | 50
xf_4258_to_4435_2 | 0.0 | Yg | [4.356000000000001e-008 4.356000000000001e-008 4.356000000000001e-008] | [1.386557864216592e-010 1.386557864216592e-010 1.386557864216592e-010] | [37152.48982235241000 37152.48982235241000 37152.48982235241000] | Yg | [0.03375574097616078 0.03375574097616078 0.03375574097616078] | [0.003531352803384835 0.003531352803384835 0.003531352803384835] | [6350.852961085884000 6350.852961085884000 6350.852961085884000] | [43560000 43560000 43560000] | [138655.7864216592 138655.7864216592 138655.7864216592] | [0 0 0 0] | [0 0 0 0] | [0 0 0 0] | [0 0 0 0] | [0 0 0 0] | [0 0 0 0] | 38105.1177665153 | 6350.852961085884 | 33333333.33333333 | 50
xf_4259_to_4436_1 | 0.0 | Yg | [4.356000000000001e-008 4.356000000000001e-008 4.356000000000001e-008] | [1.386557864216592e-010 1.386557864216592e-010 1.386557864216592e-010] | [38105.1177665153000 38105.1177665153000 38105.1177665153000] | Yg | [0.07195372777652184 0.07195372777652184 0.07195372777652184] | [0.003391130002890603 0.003391130002890603 0.003391130002890603] | [6350.852961085884000 6350.852961085884000 6350.852961085884000] | [43560000 43560000 43560000] | [138655.7864216592 138655.7864216592 138655.7864216592] | [0 0 0 0] | [0 0 0 0] | [0 0 0 0] | [0 0 0 0] | [0 0 0 0] | [0 0 0 0] | 38105.1177665153 | 6350.852961085884 | 33333333.33333333 | 50
xf_4259_to_4436_2 | 0.0 | Yg | [4.356000000000001e-008 4.356000000000001e-008 4.356000000000001e-008] | [1.386557864216592e-010 1.386557864216592e-010 1.386557864216592e-010] | [38105.1177665153000 38105.1177665153000 38105.1177665153000] | Yg | [0.07980466171933898 0.07980466171933898 0.07980466171933898] | [0.004966941779265233 0.004966941779265233 0.004966941779265233] | [6350.852961085884000 6350.852961085884000 6350.852961085884000] | [43560000 43560000 43560000] | [138655.7864216592 138655.7864216592 138655.7864216592] | [0 0 0 0] | [0 0 0 0] | [0 0 0 0] | [0 0 0 0] | [0 0 0 0] | [0 0 0 0] | 38105.1177665153 | 6350.852961085884 | 33333333.33333333 | 50
xf_4260_to_4437_1 | 0.0 | Yg | [4.356000000000001e-008 4.356000000000001e-008 4.356000000000001e-008] | [1.386557864216592e-010 1.386557864216592e-010 1.386557864216592e-010] | [37152.48982235241000 37152.48982235241000 37152.48982235241000] | Yg | [0.04627254254327249 0.04627254254327249 0.04627254254327249] | [0.003915913066635238 0.003915913066635238 0.003915913066635238] | [6350.852961085884000 6350.852961085884000 6350.852961085884000] | [43560000 43560000 43560000] | [138655.7864216592 138655.7864216592 138655.7864216592] | [0 0 0 0] | [0 0 0 0] | [0 0 0 0] | [0 0 0 0] | [0 0 0 0] | [0 0 0 0] | 38105.1177665153 | 6350.852961085884 | 33333333.33333333 | 50
xf_4260_to_4437_2 | 0.0 | Yg | [4.356000000000001e-008 4.356000000000001e-008 4.356000000000001e-008] | [1.386557864216592e-010 1.386557864216592e-010 1.386557864216592e-010] | [37152.48982235241000 37152.48982235241000 37152.48982235241000] | Yg | [0.04190736406698084 0.04190736406698084 0.04190736406698084] | [0.003533449997179529 0.003533449997179529 0.003533449997179529] | [6350.852961085884000 6350.852961085884000 6350.852961085884000] | [43560000 43560000 43560000] | [138655.7864216592 138655.7864216592 138655.7864216592] | [0 0 0 0] | [0 0 0 0] | [0 0 0 0] | [0 0 0 0] | [0 0 0 0] | [0 0 0 0] | 38105.1177665153 | 6350.852961085884 | 33333333.33333333 | 50
xf_4262_to_4055_1 | 0.0 | Yg | [4.356000000000001e-008 4.356000000000001e-008 4.356000000000001e-008] | [1.386557864216592e-010 1.386557864216592e-010 1.386557864216592e-010] | [39534.05968275963000 39534.05968275963000 39534.05968275963000] | Yg | [0.007294467141859697 0.007294467141859697 0.007294467141859697] | [0.0009816116516623179 0.0009816116516623179 0.0009816116516623179] | [6350.852961085884000 6350.852961085884000 6350.852961085884000] | [43560000 43560000 43560000] | [138655.7864216592 138655.7864216592 138655.7864216592] | [0 0 0 0] | [0 0 0 0] | [0 0 0 0] | [0 0 0 0] | [0 0 0 0] | [0 0 0 0] | 38105.1177665153 | 6350.852961085884 | 33333333.33333333 | 50
xf_4263_to_4056_2 | 0.0 | Yg | [4.356000000000001e-008 4.356000000000001e-008 4.356000000000001e-008] | [1.386557864216592e-010 1.386557864216592e-010 1.386557864216592e-010] | [39534.05968275963000 39534.05968275963000 39534.05968275963000] | Yg | [0.007561784482628904 0.007561784482628904 0.007561784482628904] | [0.0009365868858016339 0.0009365868858016339 0.0009365868858016339] | [6350.852961085884000 6350.852961085884000 6350.852961085884000] | [43560000 43560000 43560000] | [138655.7864216592 138655.7864216592 138655.7864216592] | [0 0 0 0] | [0 0 0 0] | [0 0 0 0] | [0 0 0 0] | [0 0 0 0] | [0 0 0 0] | 38105.1177665153 | 6350.852961085884 | 33333333.33333333 | 50
xf_4264_to_4440_1 | 0.0 | Yg | [4.356000000000001e-008 4.356000000000001e-008 4.356000000000001e-008] | [1.386557864216592e-010 1.386557864216592e-010 1.386557864216592e-010] | [38105.1177665153000 38105.1177665153000 38105.1177665153000] | Yg | [0.04442086691710628 0.04442086691710628 0.04442086691710628] | [0.003577333287934465 0.003577333287934465 0.003577333287934465] | [6350.852961085884000 6350.852961085884000 6350.852961085884000] | [43560000 43560000 43560000] | [138655.7864216592 138655.7864216592 138655.7864216592] | [0 0 0 0] | [0 0 0 0] | [0 0 0 0] | [0 0 0 0] | [0 0 0 0] | [0 0 0 0] | 38105.1177665153 | 6350.852961085884 | 33333333.33333333 | 50
xf_4264_to_4440_2 | 0.0 | Yg | [4.356000000000001e-008 4.356000000000001e-008 4.356000000000001e-008] | [1.386557864216592e-010 1.386557864216592e-010 1.386557864216592e-010] | [38105.1177665153000 38105.1177665153000 38105.1177665153000] | Yg | [0.04459686442908464 0.04459686442908464 0.04459686442908464] | [0.003678608092348256 0.003678608092348256 0.003678608092348256] | [6350.852961085884000 6350.852961085884000 6350.852961085884000] | [43560000 43560000 43560000] | [138655.7864216592 138655.7864216592 138655.7864216592] | [0 0 0 0] | [0 0 0 0] | [0 0 0 0] | [0 0 0 0] | [0 0 0 0] | [0 0 0 0] | 38105.1177665153 | 6350.852961085884 | 33333333.33333333 | 50
xf_4265_to_4441_1 | 0.0 | Yg | [4.356000000000001e-008 4.356000000000001e-008 4.356000000000001e-008] | [1.386557864216592e-010 1.386557864216592e-010 1.386557864216592e-010] | [37628.80379443386000 37628.80379443386000 37628.80379443386000] | Yg | [0.04154577184900269 0.04154577184900269 0.04154577184900269] | [0.003670203175702671 0.003670203175702671 0.003670203175702671] | [6350.852961085884000 6350.852961085884000 6350.852961085884000] | [43560000 43560000 43560000] | [138655.7864216592 138655.7864216592 138655.7864216592] | [0 0 0 0] | [0 0 0 0] | [0 0 0 0] | [0 0 0 0] | [0 0 0 0] | [0 0 0 0] | 38105.1177665153 | 6350.852961085884 | 33333333.33333333 | 50
xf_4265_to_4441_2 | 0.0 | Yg | [4.356000000000001e-008 4.356000000000001e-008 4.356000000000001e-008] | [1.386557864216592e-010 1.386557864216592e-010 1.386557864216592e-010] | [37628.80379443386000 37628.80379443386000 37628.80379443386000] | Yg | [0.04203648005240975 0.04203648005240975 0.04203648005240975] | [0.003761413995165054 0.003761413995165054 0.003761413995165054] | [6350.852961085884000 6350.852961085884000 6350.852961085884000] | [43560000 43560000 43560000] | [138655.7864216592 138655.7864216592 138655.7864216592] | [0 0 0 0] | [0 0 0 0] | [0 0 0 0] | [0 0 0 0] | [0 0 0 0] | [0 0 0 0] | 38105.1177665153 | 6350.852961085884 | 33333333.33333333 | 50
xf_4268_to_4442_1 | 0.0 | Yg | [4.356000000000001e-008 4.356000000000001e-008 4.356000000000001e-008] | [1.386557864216592e-010 1.386557864216592e-010 1.386557864216592e-010] | [37628.80379443386000 37628.80379443386000 37628.80379443386000] | Yg | [0.04652398223573349 0.04652398223573349 0.04652398223573349] | [0.003741794770183465 0.003741794770183465 0.003741794770183465] | [6350.852961085884000 6350.852961085884000 6350.852961085884000] | [43560000 43560000 43560000] | [138655.7864216592 138655.7864216592 138655.7864216592] | [0 0 0 0] | [0 0 0 0] | [0 0 0 0] | [0 0 0 0] | [0 0 0 0] | [0 0 0 0] | 38105.1177665153 | 6350.852961085884 | 33333333.33333333 | 50
xf_4268_to_4442_2 | 0.0 | Yg | [4.356000000000001e-008 4.356000000000001e-008 4.356000000000001e-008] | [1.386557864216592e-010 1.386557864216592e-010 1.386557864216592e-010] | [37628.80379443386000 37628.80379443386000 37628.80379443386000] | Yg | [0.04792223245922473 0.04792223245922473 0.04792223245922473] | [0.003613618614614616 0.003613618614614616 0.003613618614614616] | [6350.852961085884000 6350.852961085884000 6350.852961085884000] | [43560000 43560000 43560000] | [138655.7864216592 138655.7864216592 138655.7864216592] | [0 0 0 0] | [0 0 0 0] | [0 0 0 0] | [0 0 0 0] | [0 0 0 0] | [0 0 0 0] | 38105.1177665153 | 6350.852961085884 | 33333333.33333333 | 50
xf_4269_to_4443_1 | 0.0 | Yg | [4.356000000000001e-008 4.356000000000001e-008 4.356000000000001e-008] | [1.386557864216592e-010 1.386557864216592e-010 1.386557864216592e-010] | [37152.48982235241000 37152.48982235241000 37152.48982235241000] | Yg | [0.05378870010971935 0.05378870010971935 0.05378870010971935] | [0.003905220944673589 0.003905220944673589 0.003905220944673589] | [6350.852961085884000 6350.852961085884000 6350.852961085884000] | [43560000 43560000 43560000] | [138655.7864216592 138655.7864216592 138655.7864216592] | [0 0 0 0] | [0 0 0 0] | [0 0 0 0] | [0 0 0 0] | [0 0 0 0] | [0 0 0 0] | 38105.1177665153 | 6350.852961085884 | 33333333.33333333 | 50
xf_4270_to_4444_1 | 0.0 | Yg | [4.356000000000001e-008 4.356000000000001e-008 4.356000000000001e-008] | [1.386557864216592e-010 1.386557864216592e-010 1.386557864216592e-010] | [38581.43173859673000 38581.43173859673000 38581.43173859673000] | Yg | [0.06947127410054769 0.06947127410054769 0.06947127410054769] | [0.003290320533952657 0.003290320533952657 0.003290320533952657] | [6350.852961085884000 6350.852961085884000 6350.852961085884000] | [43560000 43560000 43560000] | [138655.7864216592 138655.7864216592 138655.7864216592] | [0 0 0 0] | [0 0 0 0] | [0 0 0 0] | [0 0 0 0] | [0 0 0 0] | [0 0 0 0] | 38105.1177665153 | 6350.852961085884 | 33333333.33333333 | 50
xf_4270_to_4444_2 | 0.0 | Yg | [4.356000000000001e-008 4.356000000000001e-008 4.356000000000001e-008] | [1.386557864216592e-010 1.386557864216592e-010 1.386557864216592e-010] | [38581.43173859673000 38581.43173859673000 38581.43173859673000] | Yg | [0.05449153307954648 0.05449153307954648 0.05449153307954648] | [0.003933300439522942 0.003933300439522942 0.003933300439522942] | [6350.852961085884000 6350.852961085884000 6350.852961085884000] | [43560000 43560000 43560000] | [138655.7864216592 138655.7864216592 138655.7864216592] | [0 0 0 0] | [0 0 0 0] | [0 0 0 0] | [0 0 0 0] | [0 0 0 0] | [0 0 0 0] | 38105.1177665153 | 6350.852961085884 | 33333333.33333333 | 50
xf_4271_to_4445_1 | 0.0 | Yg | [4.356000000000001e-008 4.356000000000001e-008 4.356000000000001e-008] | [1.386557864216592e-010 1.386557864216592e-010 1.386557864216592e-010] | [38581.43173859673000 38581.43173859673000 38581.43173859673000] | Yg | [0.07173825937764018 0.07173825937764018 0.07173825937764018] | [0.00349784098558731 0.00349784098558731 0.00349784098558731] | [6350.852961085884000 6350.852961085884000 6350.852961085884000] | [43560000 43560000 43560000] | [138655.7864216592 138655.7864216592 138655.7864216592] | [0 0 0 0] | [0 0 0 0] | [0 0 0 0] | [0 0 0 0] | [0 0 0 0] | [0 0 0 0] | 38105.1177665153 | 6350.852961085884 | 33333333.33333333 | 50
xf_4271_to_4445_2 | 0.0 | Yg | [4.356000000000001e-008 4.356000000000001e-008 4.356000000000001e-008] | [1.386557864216592e-010 1.386557864216592e-010 1.386557864216592e-010] | [38581.43173859673000 38581.43173859673000 38581.43173859673000] | Yg | [0.06781517118399505 0.06781517118399505 0.06781517118399505] | [0.003613842559613352 0.003613842559613352 0.003613842559613352] | [6350.852961085884000 6350.852961085884000 6350.852961085884000] | [43560000 43560000 43560000] | [138655.7864216592 138655.7864216592 138655.7864216592] | [0 0 0 0] | [0 0 0 0] | [0 0 0 0] | [0 0 0 0] | [0 0 0 0] | [0 0 0 0] | 38105.1177665153 | 6350.852961085884 | 33333333.33333333 | 50
xf_4272_to_4446_1 | 0.0 | Yg | [4.356000000000001e-008 4.356000000000001e-008 4.356000000000001e-008] | [1.386557864216592e-010 1.386557864216592e-010 1.386557864216592e-010] | [37152.48982235241000 37152.48982235241000 37152.48982235241000] | Yg | [0.06533920872778627 0.06533920872778627 0.06533920872778627] | [0.004097401225694035 0.004097401225694035 0.004097401225694035] | [6350.852961085884000 6350.852961085884000 6350.852961085884000] | [43560000 43560000 43560000] | [138655.7864216592 138655.7864216592 138655.7864216592] | [0 0 0 0] | [0 0 0 0] | [0 0 0 0] | [0 0 0 0] | [0 0 0 0] | [0 0 0 0] | 38105.1177665153 | 6350.852961085884 | 33333333.33333333 | 50
xf_4272_to_4446_2 | 0.0 | Yg | [4.356000000000001e-008 4.356000000000001e-008 4.356000000000001e-008] | [1.386557864216592e-010 1.386557864216592e-010 1.386557864216592e-010] | [37152.48982235241000 37152.48982235241000 37152.48982235241000] | Yg | [0.07169503957285923 0.07169503957285923 0.07169503957285923] | [0.004234946997615262 0.004234946997615262 0.004234946997615262] | [6350.852961085884000 6350.852961085884000 6350.852961085884000] | [43560000 43560000 43560000] | [138655.7864216592 138655.7864216592 138655.7864216592] | [0 0 0 0] | [0 0 0 0] | [0 0 0 0] | [0 0 0 0] | [0 0 0 0] | [0 0 0 0] | 38105.1177665153 | 6350.852961085884 | 33333333.33333333 | 50
xf_4273_to_4447_1 | 0.0 | Yg | [4.356000000000001e-008 4.356000000000001e-008 4.356000000000001e-008] | [1.386557864216592e-010 1.386557864216592e-010 1.386557864216592e-010] | [37628.80379443386000 37628.80379443386000 37628.80379443386000] | Yg | [0.04696217602428515 0.04696217602428515 0.04696217602428515] | [0.003641082059342999 0.003641082059342999 0.003641082059342999] | [6350.852961085884000 6350.852961085884000 6350.852961085884000] | [43560000 43560000 43560000] | [138655.7864216592 138655.7864216592 138655.7864216592] | [0 0 0 0] | [0 0 0 0] | [0 0 0 0] | [0 0 0 0] | [0 0 0 0] | [0 0 0 0] | 38105.1177665153 | 6350.852961085884 | 33333333.33333333 | 50
xf_4273_to_4447_2 | 0.0 | Yg | [4.356000000000001e-008 4.356000000000001e-008 4.356000000000001e-008] | [1.386557864216592e-010 1.386557864216592e-010 1.386557864216592e-010] | [37628.80379443386000 37628.80379443386000 37628.80379443386000] | Yg | [0.02194333765555085 0.02194333765555085 0.02194333765555085] | [0.00339291794636858 0.00339291794636858 0.00339291794636858] | [6350.852961085884000 6350.852961085884000 6350.852961085884000] | [43560000 43560000 43560000] | [138655.7864216592 138655.7864216592 138655.7864216592] | [0 0 0 0] | [0 0 0 0] | [0 0 0 0] | [0 0 0 0] | [0 0 0 0] | [0 0 0 0] | 38105.1177665153 | 6350.852961085884 | 33333333.33333333 | 50
xf_4274_to_4448_1 | 0.0 | Yg | [4.356000000000001e-008 4.356000000000001e-008 4.356000000000001e-008] | [1.386557864216592e-010 1.386557864216592e-010 1.386557864216592e-010] | [39057.74571067818000 39057.74571067818000 39057.74571067818000] | Yg | [0.01842626614470783 0.01842626614470783 0.01842626614470783] | [0.003808151703612533 0.003808151703612533 0.003808151703612533] | [6350.852961085884000 6350.852961085884000 6350.852961085884000] | [43560000 43560000 43560000] | [138655.7864216592 138655.7864216592 138655.7864216592] | [0 0 0 0] | [0 0 0 0] | [0 0 0 0] | [0 0 0 0] | [0 0 0 0] | [0 0 0 0] | 38105.1177665153 | 6350.852961085884 | 33333333.33333333 | 50
xf_4274_to_4448_2 | 0.0 | Yg | [4.356000000000001e-008 4.356000000000001e-008 4.356000000000001e-008] | [1.386557864216592e-010 1.386557864216592e-010 1.386557864216592e-010] | [39057.74571067818000 39057.74571067818000 39057.74571067818000] | Yg | [0.01986984797216955 0.01986984797216955 0.01986984797216955] | [0.003667260249032543 0.003667260249032543 0.003667260249032543] | [6350.852961085884000 6350.852961085884000 6350.852961085884000] | [43560000 43560000 43560000] | [138655.7864216592 138655.7864216592 138655.7864216592] | [0 0 0 0] | [0 0 0 0] | [0 0 0 0] | [0 0 0 0] | [0 0 0 0] | [0 0 0 0] | 38105.1177665153 | 6350.852961085884 | 33333333.33333333 | 50
xf_4274_to_4448_3 | 0.0 | Yg | [4.356000000000001e-008 4.356000000000001e-008 4.356000000000001e-008] | [1.386557864216592e-010 1.386557864216592e-010 1.386557864216592e-010] | [39057.74571067818000 39057.74571067818000 39057.74571067818000] | Yg | [0.02401653093030276 0.02401653093030276 0.02401653093030276] | [0.00347127227568364 0.00347127227568364 0.00347127227568364] | [6350.852961085884000 6350.852961085884000 6350.852961085884000] | [43560000 43560000 43560000] | [138655.7864216592 138655.7864216592 138655.7864216592] | [0 0 0 0] | [0 0 0 0] | [0 0 0 0] | [0 0 0 0] | [0 0 0 0] | [0 0 0 0] | 38105.1177665153 | 6350.852961085884 | 33333333.33333333 | 50
xf_4275_to_4450_1 | 0.0 | Yg | [4.356000000000001e-008 4.356000000000001e-008 4.356000000000001e-008] | [1.386557864216592e-010 1.386557864216592e-010 1.386557864216592e-010] | [37152.48982235241000 37152.48982235241000 37152.48982235241000] | Yg | [0.04702126075277108 0.04702126075277108 0.04702126075277108] | [0.00396554651702745 0.00396554651702745 0.00396554651702745] | [6350.852961085884000 6350.852961085884000 6350.852961085884000] | [43560000 43560000 43560000] | [138655.7864216592 138655.7864216592 138655.7864216592] | [0 0 0 0] | [0 0 0 0] | [0 0 0 0] | [0 0 0 0] | [0 0 0 0] | [0 0 0 0] | 38105.1177665153 | 6350.852961085884 | 33333333.33333333 | 50
xf_4275_to_4450_2 | 0.0 | Yg | [4.356000000000001e-008 4.356000000000001e-008 4.356000000000001e-008] | [1.386557864216592e-010 1.386557864216592e-010 1.386557864216592e-010] | [37152.48982235241000 37152.48982235241000 37152.48982235241000] | Yg | [0.04496265970272484 0.04496265970272484 0.04496265970272484] | [0.003680294158275478 0.003680294158275478 0.003680294158275478] | [6350.852961085884000 6350.852961085884000 6350.852961085884000] | [43560000 43560000 43560000] | [138655.7864216592 138655.7864216592 138655.7864216592] | [0 0 0 0] | [0 0 0 0] | [0 0 0 0] | [0 0 0 0] | [0 0 0 0] | [0 0 0 0] | 38105.1177665153 | 6350.852961085884 | 33333333.33333333 | 50
xf_4279_to_4451_1 | 0.0 | Yg | [4.356000000000001e-008 4.356000000000001e-008 4.356000000000001e-008] | [1.386557864216592e-010 1.386557864216592e-010 1.386557864216592e-010] | [37628.80379443386000 37628.80379443386000 37628.80379443386000] | Yg | [0.0455373802524246 0.0455373802524246 0.0455373802524246] | [0.003848937592237977 0.003848937592237977 0.003848937592237977] | [6350.852961085884000 6350.852961085884000 6350.852961085884000] | [43560000 43560000 43560000] | [138655.7864216592 138655.7864216592 138655.7864216592] | [0 0 0 0] | [0 0 0 0] | [0 0 0 0] | [0 0 0 0] | [0 0 0 0] | [0 0 0 0] | 38105.1177665153 | 6350.852961085884 | 33333333.33333333 | 50
xf_4279_to_4451_2 | 0.0 | Yg | [4.356000000000001e-008 4.356000000000001e-008 4.356000000000001e-008] | [1.386557864216592e-010 1.386557864216592e-010 1.386557864216592e-010] | [38581.43173859673000 38581.43173859673000 38581.43173859673000] | Yg | [0.04367222907385609 0.04367222907385609 0.04367222907385609] | [0.003754369578638523 0.003754369578638523 0.003754369578638523] | [6350.852961085884000 6350.852961085884000 6350.852961085884000] | [43560000 43560000 43560000] | [138655.7864216592 138655.7864216592 138655.7864216592] | [0 0 0 0] | [0 0 0 0] | [0 0 0 0] | [0 0 0 0] | [0 0 0 0] | [0 0 0 0] | 38105.1177665153 | 6350.852961085884 | 33333333.33333333 | 50
xf_4279_to_4451_3 | 0.0 | Yg | [4.356000000000001e-008 4.356000000000001e-008 4.356000000000001e-008] | [1.386557864216592e-010 1.386557864216592e-010 1.386557864216592e-010] | [38581.43173859673000 38581.43173859673000 38581.43173859673000] | Yg | [0.04327939509187082 0.04327939509187082 0.04327939509187082] | [0.003834520858844248 0.003834520858844248 0.003834520858844248] | [6350.852961085884000 6350.852961085884000 6350.852961085884000] | [43560000 43560000 43560000] | [138655.7864216592 138655.7864216592 138655.7864216592] | [0 0 0 0] | [0 0 0 0] | [0 0 0 0] | [0 0 0 0] | [0 0 0 0] | [0 0 0 0] | 38105.1177665153 | 6350.852961085884 | 33333333.33333333 | 50
xf_4280_to_4452_1 | 0.0 | Yg | [4.356000000000001e-008 4.356000000000001e-008 4.356000000000001e-008] | [1.386557864216592e-010 1.386557864216592e-010 1.386557864216592e-010] | [38105.1177665153000 38105.1177665153000 38105.1177665153000] | Yg | [0.03400694794777225 0.03400694794777225 0.03400694794777225] | [0.003375063261273579 0.003375063261273579 0.003375063261273579] | [6350.852961085884000 6350.852961085884000 6350.852961085884000] | [43560000 43560000 43560000] | [138655.7864216592 138655.7864216592 138655.7864216592] | [0 0 0 0] | [0 0 0 0] | [0 0 0 0] | [0 0 0 0] | [0 0 0 0] | [0 0 0 0] | 38105.1177665153 | 6350.852961085884 | 33333333.33333333 | 50
xf_4280_to_4452_2 | 0.0 | Yg | [4.356000000000001e-008 4.356000000000001e-008 4.356000000000001e-008] | [1.386557864216592e-010 1.386557864216592e-010 1.386557864216592e-010] | [38105.1177665153000 38105.1177665153000 38105.1177665153000] | Yg | [0.03402822394035316 0.03402822394035316 0.03402822394035316] | [0.003563756844578234 0.003563756844578234 0.003563756844578234] | [6350.852961085884000 6350.852961085884000 6350.852961085884000] | [43560000 43560000 43560000] | [138655.7864216592 138655.7864216592 138655.7864216592] | [0 0 0 0] | [0 0 0 0] | [0 0 0 0] | [0 0 0 0] | [0 0 0 0] | [0 0 0 0] | 38105.1177665153 | 6350.852961085884 | 33333333.33333333 | 50
xf_4282_to_4453_1 | 0.0 | Yg | [4.356000000000001e-008 4.356000000000001e-008 4.356000000000001e-008] | [1.386557864216592e-010 1.386557864216592e-010 1.386557864216592e-010] | [37628.80379443386000 37628.80379443386000 37628.80379443386000] | Yg | [0.05999556898135736 0.05999556898135736 0.05999556898135736] | [0.003945047703524957 0.003945047703524957 0.003945047703524957] | [6350.852961085884000 6350.852961085884000 6350.852961085884000] | [43560000 43560000 43560000] | [138655.7864216592 138655.7864216592 138655.7864216592] | [0 0 0 0] | [0 0 0 0] | [0 0 0 0] | [0 0 0 0] | [0 0 0 0] | [0 0 0 0] | 38105.1177665153 | 6350.852961085884 | 33333333.33333333 | 50
xf_4283_to_4454_1 | 0.0 | Yg | [4.356000000000001e-008 4.356000000000001e-008 4.356000000000001e-008] | [1.386557864216592e-010 1.386557864216592e-010 1.386557864216592e-010] | [38105.1177665153000 38105.1177665153000 38105.1177665153000] | Yg | [0.04266507082668222 0.04266507082668222 0.04266507082668222] | [0.003923318797871941 0.003923318797871941 0.003923318797871941] | [6350.852961085884000 6350.852961085884000 6350.852961085884000] | [43560000 43560000 43560000] | [138655.7864216592 138655.7864216592 138655.7864216592] | [0 0 0 0] | [0 0 0 0] | [0 0 0 0] | [0 0 0 0] | [0 0 0 0] | [0 0 0 0] | 38105.1177665153 | 6350.852961085884 | 33333333.33333333 | 50
xf_4284_to_4454_2 | 0.0 | Yg | [4.356000000000001e-008 4.356000000000001e-008 4.356000000000001e-008] | [1.386557864216592e-010 1.386557864216592e-010 1.386557864216592e-010] | [38105.1177665153000 38105.1177665153000 38105.1177665153000] | Yg | [0.04387921645257431 0.04387921645257431 0.04387921645257431] | [0.003564492632963697 0.003564492632963697 0.003564492632963697] | [6350.852961085884000 6350.852961085884000 6350.852961085884000] | [43560000 43560000 43560000] | [138655.7864216592 138655.7864216592 138655.7864216592] | [0 0 0 0] | [0 0 0 0] | [0 0 0 0] | [0 0 0 0] | [0 0 0 0] | [0 0 0 0] | 38105.1177665153 | 6350.852961085884 | 33333333.33333333 | 50
xf_4287_to_4455_1 | 0.0 | Yg | [4.356000000000001e-008 4.356000000000001e-008 4.356000000000001e-008] | [1.386557864216592e-010 1.386557864216592e-010 1.386557864216592e-010] | [38105.1177665153000 38105.1177665153000 38105.1177665153000] | Yg | [0.01978404687029309 0.01978404687029309 0.01978404687029309] | [0.003753661869811413 0.003753661869811413 0.003753661869811413] | [6350.852961085884000 6350.852961085884000 6350.852961085884000] | [43560000 43560000 43560000] | [138655.7864216592 138655.7864216592 138655.7864216592] | [0 0 0 0] | [0 0 0 0] | [0 0 0 0] | [0 0 0 0] | [0 0 0 0] | [0 0 0 0] | 38105.1177665153 | 6350.852961085884 | 33333333.33333333 | 50
xf_4287_to_4455_2 | 0.0 | Yg | [4.356000000000001e-008 4.356000000000001e-008 4.356000000000001e-008] | [1.386557864216592e-010 1.386557864216592e-010 1.386557864216592e-010] | [38105.1177665153000 38105.1177665153000 38105.1177665153000] | Yg | [0.04368329989327634 0.04368329989327634 0.04368329989327634] | [0.003849234151771897 0.003849234151771897 0.003849234151771897] | [6350.852961085884000 6350.852961085884000 6350.852961085884000] | [43560000 43560000 43560000] | [138655.7864216592 138655.7864216592 138655.7864216592] | [0 0 0 0] | [0 0 0 0] | [0 0 0 0] | [0 0 0 0] | [0 0 0 0] | [0 0 0 0] | 38105.1177665153 | 6350.852961085884 | 33333333.33333333 | 50
xf_4289_to_4456_1 | 0.0 | Yg | [4.356000000000001e-008 4.356000000000001e-008 4.356000000000001e-008] | [1.386557864216592e-010 1.386557864216592e-010 1.386557864216592e-010] | [38105.1177665153000 38105.1177665153000 38105.1177665153000] | Yg | [0.02697220299594526 0.02697220299594526 0.02697220299594526] | [0.003235978261565212 0.003235978261565212 0.003235978261565212] | [6350.852961085884000 6350.852961085884000 6350.852961085884000] | [43560000 43560000 43560000] | [138655.7864216592 138655.7864216592 138655.7864216592] | [0 0 0 0] | [0 0 0 0] | [0 0 0 0] | [0 0 0 0] | [0 0 0 0] | [0 0 0 0] | 38105.1177665153 | 6350.852961085884 | 33333333.33333333 | 50
xf_4289_to_4456_2 | 0.0 | Yg | [4.356000000000001e-008 4.356000000000001e-008 4.356000000000001e-008] | [1.386557864216592e-010 1.386557864216592e-010 1.386557864216592e-010] | [38105.1177665153000 38105.1177665153000 38105.1177665153000] | Yg | [0.02647099821903703 0.02647099821903703 0.02647099821903703] | [0.003467397361230063 0.003467397361230063 0.003467397361230063] | [6350.852961085884000 6350.852961085884000 6350.852961085884000] | [43560000 43560000 43560000] | [138655.7864216592 138655.7864216592 138655.7864216592] | [0 0 0 0] | [0 0 0 0] | [0 0 0 0] | [0 0 0 0] | [0 0 0 0] | [0 0 0 0] | 38105.1177665153 | 6350.852961085884 | 33333333.33333333 | 50
xf_4292_to_4438_1 | 0.0 | Yg | [4.356000000000001e-008 4.356000000000001e-008 4.356000000000001e-008] | [1.386557864216592e-010 1.386557864216592e-010 1.386557864216592e-010] | [35723.54790610809000 35723.54790610809000 35723.54790610809000] | Yg | [0.04421349125339002 0.04421349125339002 0.04421349125339002] | [0.003537554679883506 0.003537554679883506 0.003537554679883506] | [6350.852961085884000 6350.852961085884000 6350.852961085884000] | [43560000 43560000 43560000] | [138655.7864216592 138655.7864216592 138655.7864216592] | [0 0 0 0] | [0 0 0 0] | [0 0 0 0] | [0 0 0 0] | [0 0 0 0] | [0 0 0 0] | 38105.1177665153 | 6350.852961085884 | 33333333.33333333 | 50
xf_4292_to_4438_2 | 0.0 | Yg | [4.356000000000001e-008 4.356000000000001e-008 4.356000000000001e-008] | [1.386557864216592e-010 1.386557864216592e-010 1.386557864216592e-010] | [35723.54790610809000 35723.54790610809000 35723.54790610809000] | Yg | [0.04524338213506247 0.04524338213506247 0.04524338213506247] | [0.003747886784937886 0.003747886784937886 0.003747886784937886] | [6350.852961085884000 6350.852961085884000 6350.852961085884000] | [43560000 43560000 43560000] | [138655.7864216592 138655.7864216592 138655.7864216592] | [0 0 0 0] | [0 0 0 0] | [0 0 0 0] | [0 0 0 0] | [0 0 0 0] | [0 0 0 0] | 38105.1177665153 | 6350.852961085884 | 33333333.33333333 | 50
xf_4292_to_4438_3 | 0.0 | Yg | [4.356000000000001e-008 4.356000000000001e-008 4.356000000000001e-008] | [1.386557864216592e-010 1.386557864216592e-010 1.386557864216592e-010] | [39057.74571067818000 39057.74571067818000 39057.74571067818000] | Yg | [0.02430297790176595 0.02430297790176595 0.02430297790176595] | [0.003448739752825499 0.003448739752825499 0.003448739752825499] | [6350.852961085884000 6350.852961085884000 6350.852961085884000] | [43560000 43560000 43560000] | [138655.7864216592 138655.7864216592 138655.7864216592] | [0 0 0 0] | [0 0 0 0] | [0 0 0 0] | [0 0 0 0] | [0 0 0 0] | [0 0 0 0] | 38105.1177665153 | 6350.852961085884 | 33333333.33333333 | 50
xf_4292_to_4438_6 | 0.0 | Yg | [4.356000000000001e-008 4.356000000000001e-008 4.356000000000001e-008] | [1.386557864216592e-010 1.386557864216592e-010 1.386557864216592e-010] | [37152.48982235241000 37152.48982235241000 37152.48982235241000] | Yg | [0.04324020269997134 0.04324020269997134 0.04324020269997134] | [0.003810410283119968 0.003810410283119968 0.003810410283119968] | [6350.852961085884000 6350.852961085884000 6350.852961085884000] | [43560000 43560000 43560000] | [138655.7864216592 138655.7864216592 138655.7864216592] | [0 0 0 0] | [0 0 0 0] | [0 0 0 0] | [0 0 0 0] | [0 0 0 0] | [0 0 0 0] | 38105.1177665153 | 6350.852961085884 | 33333333.33333333 | 50
xf_4292_to_4439_4 | 0.0 | Yg | [4.356000000000001e-008 4.356000000000001e-008 4.356000000000001e-008] | [1.386557864216592e-010 1.386557864216592e-010 1.386557864216592e-010] | [38105.1177665153000 38105.1177665153000 38105.1177665153000] | Yg | [0.1049717342702374 0.1049717342702374 0.1049717342702374] | [0.006114081252825062 0.006114081252825062 0.006114081252825062] | [6350.852961085884000 6350.852961085884000 6350.852961085884000] | [43560000 43560000 43560000] | [138655.7864216592 138655.7864216592 138655.7864216592] | [0 0 0 0] | [0 0 0 0] | [0 0 0 0] | [0 0 0 0] | [0 0 0 0] | [0 0 0 0] | 38105.1177665153 | 6350.852961085884 | 33333333.33333333 | 50
xf_4294_to_4380_1 | 0.0 | Yg | [4.356000000000001e-008 4.356000000000001e-008 4.356000000000001e-008] | [1.386557864216592e-010 1.386557864216592e-010 1.386557864216592e-010] | [38105.1177665153000 38105.1177665153000 38105.1177665153000] | Yg | [0.2265368559701944 0.2265368559701944 0.2265368559701944] | [0.009064899691896713 0.009064899691896713 0.009064899691896713] | [19052.55888325765000 19052.55888325765000 19052.55888325765000] | [43560000 43560000 43560000] | [138655.7864216592 138655.7864216592 138655.7864216592] | [0 0 0 0] | [0 0 0 0] | [0 0 0 0] | [0 0 0 0] | [0 0 0 0] | [0 0 0 0] | 38105.1177665153 | 19052.55888325765 | 33333333.33333333 | 50
xf_4294_to_4380_2 | 0.0 | Yg | [4.356000000000001e-008 4.356000000000001e-008 4.356000000000001e-008] | [1.386557864216592e-010 1.386557864216592e-010 1.386557864216592e-010] | [38581.43173859673000 38581.43173859673000 38581.43173859673000] | Yg | [0.2344221221567283 0.2344221221567283 0.2344221221567283] | [0.009214667407036675 0.009214667407036675 0.009214667407036675] | [19052.55888325765000 19052.55888325765000 19052.55888325765000] | [43560000 43560000 43560000] | [138655.7864216592 138655.7864216592 138655.7864216592] | [0 0 0 0] | [0 0 0 0] | [0 0 0 0] | [0 0 0 0] | [0 0 0 0] | [0 0 0 0] | 38105.1177665153 | 19052.55888325765 | 33333333.33333333 | 50
xf_4294_to_4457_3 | 0.0 | Yg | [4.356000000000001e-008 4.356000000000001e-008 4.356000000000001e-008] | [1.386557864216592e-010 1.386557864216592e-010 1.386557864216592e-010] | [31913.03612945657000 31913.03612945657000 31913.03612945657000] | Yg | [0.05005692022681243 0.05005692022681243 0.05005692022681243] | [0.004029636805321923 0.004029636805321923 0.004029636805321923] | [6350.852961085884000 6350.852961085884000 6350.852961085884000] | [43560000 43560000 43560000] | [138655.7864216592 138655.7864216592 138655.7864216592] | [0 0 0 0] | [0 0 0 0] | [0 0 0 0] | [0 0 0 0] | [0 0 0 0] | [0 0 0 0] | 38105.1177665153 | 6350.852961085884 | 33333333.33333333 | 50
xf_4294_to_4457_4 | 0.0 | Yg | [4.356000000000001e-008 4.356000000000001e-008 4.356000000000001e-008] | [1.386557864216592e-010 1.386557864216592e-010 1.386557864216592e-010] | [31913.03612945657000 31913.03612945657000 31913.03612945657000] | Yg | [0.04900011018119758 0.04900011018119758 0.04900011018119758] | [0.00392248409000036 0.00392248409000036 0.00392248409000036] | [6350.852961085884000 6350.852961085884000 6350.852961085884000] | [43560000 43560000 43560000] | [138655.7864216592 138655.7864216592 138655.7864216592] | [0 0 0 0] | [0 0 0 0] | [0 0 0 0] | [0 0 0 0] | [0 0 0 0] | [0 0 0 0] | 38105.1177665153 | 6350.852961085884 | 33333333.33333333 | 50
xf_4294_to_4457_5 | 0.0 | Yg | [4.356000000000001e-008 4.356000000000001e-008 4.356000000000001e-008] | [1.386557864216592e-010 1.386557864216592e-010 1.386557864216592e-010] | [31913.03612945657000 31913.03612945657000 31913.03612945657000] | Yg | [0.04710874918006357 0.04710874918006357 0.04710874918006357] | [0.003959623816871589 0.003959623816871589 0.003959623816871589] | [6350.852961085884000 6350.852961085884000 6350.852961085884000] | [43560000 43560000 43560000] | [138655.7864216592 138655.7864216592 138655.7864216592] | [0 0 0 0] | [0 0 0 0] | [0 0 0 0] | [0 0 0 0] | [0 0 0 0] | [0 0 0 0] | 38105.1177665153 | 6350.852961085884 | 33333333.33333333 | 50
xf_4295_to_4458_1 | 0.0 | Yg | [4.356000000000001e-008 4.356000000000001e-008 4.356000000000001e-008] | [1.386557864216592e-010 1.386557864216592e-010 1.386557864216592e-010] | [37628.80379443386000 37628.80379443386000 37628.80379443386000] | Yg | [0.0680552478243439 0.0680552478243439 0.0680552478243439] | [0.00434862072717518 0.00434862072717518 0.00434862072717518] | [6350.852961085884000 6350.852961085884000 6350.852961085884000] | [43560000 43560000 43560000] | [138655.7864216592 138655.7864216592 138655.7864216592] | [0 0 0 0] | [0 0 0 0] | [0 0 0 0] | [0 0 0 0] | [0 0 0 0] | [0 0 0 0] | 38105.1177665153 | 6350.852961085884 | 33333333.33333333 | 50
xf_4295_to_4458_2 | 0.0 | Yg | [4.356000000000001e-008 4.356000000000001e-008 4.356000000000001e-008] | [1.386557864216592e-010 1.386557864216592e-010 1.386557864216592e-010] | [37628.80379443386000 37628.80379443386000 37628.80379443386000] | Yg | [0.06778691434362621 0.06778691434362621 0.06778691434362621] | [0.004244834545124302 0.004244834545124302 0.004244834545124302] | [6350.852961085884000 6350.852961085884000 6350.852961085884000] | [43560000 43560000 43560000] | [138655.7864216592 138655.7864216592 138655.7864216592] | [0 0 0 0] | [0 0 0 0] | [0 0 0 0] | [0 0 0 0] | [0 0 0 0] | [0 0 0 0] | 38105.1177665153 | 6350.852961085884 | 33333333.33333333 | 50
xf_4296_to_4381_1 | 0.0 | Yg | [4.356000000000001e-008 4.356000000000001e-008 4.356000000000001e-008] | [1.386557864216592e-010 1.386557864216592e-010 1.386557864216592e-010] | [38581.43173859673000 38581.43173859673000 38581.43173859673000] | Yg | [0.2336746973406718 0.2336746973406718 0.2336746973406718] | [0.009090056376614829 0.009090056376614829 0.009090056376614829] | [19052.55888325765000 19052.55888325765000 19052.55888325765000] | [43560000 43560000 43560000] | [138655.7864216592 138655.7864216592 138655.7864216592] | [0 0 0 0] | [0 0 0 0] | [0 0 0 0] | [0 0 0 0] | [0 0 0 0] | [0 0 0 0] | 38105.1177665153 | 19052.55888325765 | 33333333.33333333 | 50
xf_4296_to_4459_2 | 0.0 | Yg | [4.356000000000001e-008 4.356000000000001e-008 4.356000000000001e-008] | [1.386557864216592e-010 1.386557864216592e-010 1.386557864216592e-010] | [37628.80379443386000 37628.80379443386000 37628.80379443386000] | Yg | [0.02141585082807759 0.02141585082807759 0.02141585082807759] | [0.003784858516364232 0.003784858516364232 0.003784858516364232] | [6350.852961085884000 6350.852961085884000 6350.852961085884000] | [43560000 43560000 43560000] | [138655.7864216592 138655.7864216592 138655.7864216592] | [0 0 0 0] | [0 0 0 0] | [0 0 0 0] | [0 0 0 0] | [0 0 0 0] | [0 0 0 0] | 38105.1177665153 | 6350.852961085884 | 33333333.33333333 | 50
xf_4296_to_4459_3 | 0.0 | Yg | [4.356000000000001e-008 4.356000000000001e-008 4.356000000000001e-008] | [1.386557864216592e-010 1.386557864216592e-010 1.386557864216592e-010] | [37628.80379443386000 37628.80379443386000 37628.80379443386000] | Yg | [0.04917630119649692 0.04917630119649692 0.04917630119649692] | [0.004101695130638986 0.004101695130638986 0.004101695130638986] | [6350.852961085884000 6350.852961085884000 6350.852961085884000] | [43560000 43560000 43560000] | [138655.7864216592 138655.7864216592 138655.7864216592] | [0 0 0 0] | [0 0 0 0] | [0 0 0 0] | [0 0 0 0] | [0 0 0 0] | [0 0 0 0] | 38105.1177665153 | 6350.852961085884 | 33333333.33333333 | 50
xf_4296_to_4459_4 | 0.0 | Yg | [4.356000000000001e-008 4.356000000000001e-008 4.356000000000001e-008] | [1.386557864216592e-010 1.386557864216592e-010 1.386557864216592e-010] | [37628.80379443386000 37628.80379443386000 37628.80379443386000] | Yg | [0.02071918943831975 0.02071918943831975 0.02071918943831975] | [0.00392823768592831 0.00392823768592831 0.00392823768592831] | [6350.852961085884000 6350.852961085884000 6350.852961085884000] | [43560000 43560000 43560000] | [138655.7864216592 138655.7864216592 138655.7864216592] | [0 0 0 0] | [0 0 0 0] | [0 0 0 0] | [0 0 0 0] | [0 0 0 0] | [0 0 0 0] | 38105.1177665153 | 6350.852961085884 | 33333333.33333333 | 50
xf_4297_to_4460_1 | 0.0 | Yg | [4.356000000000001e-008 4.356000000000001e-008 4.356000000000001e-008] | [1.386557864216592e-010 1.386557864216592e-010 1.386557864216592e-010] | [38581.43173859673000 38581.43173859673000 38581.43173859673000] | Yg | [0.04634107585242022 0.04634107585242022 0.04634107585242022] | [0.004091398950141823 0.004091398950141823 0.004091398950141823] | [6350.852961085884000 6350.852961085884000 6350.852961085884000] | [43560000 43560000 43560000] | [138655.7864216592 138655.7864216592 138655.7864216592] | [0 0 0 0] | [0 0 0 0] | [0 0 0 0] | [0 0 0 0] | [0 0 0 0] | [0 0 0 0] | 38105.1177665153 | 6350.852961085884 | 33333333.33333333 | 50
xf_4297_to_4460_2 | 0.0 | Yg | [4.356000000000001e-008 4.356000000000001e-008 4.356000000000001e-008] | [1.386557864216592e-010 1.386557864216592e-010 1.386557864216592e-010] | [38581.43173859673000 38581.43173859673000 38581.43173859673000] | Yg | [0.04998073252942411 0.04998073252942411 0.04998073252942411] | [0.004161761553539135 0.004161761553539135 0.004161761553539135] | [6350.852961085884000 6350.852961085884000 6350.852961085884000] | [43560000 43560000 43560000] | [138655.7864216592 138655.7864216592 138655.7864216592] | [0 0 0 0] | [0 0 0 0] | [0 0 0 0] | [0 0 0 0] | [0 0 0 0] | [0 0 0 0] | 38105.1177665153 | 6350.852961085884 | 33333333.33333333 | 50
xf_4297_to_4460_3 | 0.0 | Yg | [4.356000000000001e-008 4.356000000000001e-008 4.356000000000001e-008] | [1.386557864216592e-010 1.386557864216592e-010 1.386557864216592e-010] | [38581.43173859673000 38581.43173859673000 38581.43173859673000] | Yg | [0.02092878502804318 0.02092878502804318 0.02092878502804318] | [0.003972874500020989 0.003972874500020989 0.003972874500020989] | [6350.852961085884000 6350.852961085884000 6350.852961085884000] | [43560000 43560000 43560000] | [138655.7864216592 138655.7864216592 138655.7864216592] | [0 0 0 0] | [0 0 0 0] | [0 0 0 0] | [0 0 0 0] | [0 0 0 0] | [0 0 0 0] | 38105.1177665153 | 6350.852961085884 | 33333333.33333333 | 50
xf_4299_to_4461_1 | 0.0 | Yg | [4.356000000000001e-008 4.356000000000001e-008 4.356000000000001e-008] | [1.386557864216592e-010 1.386557864216592e-010 1.386557864216592e-010] | [38581.43173859673000 38581.43173859673000 38581.43173859673000] | Yg | [0.02895361945241035 0.02895361945241035 0.02895361945241035] | [0.003107622320788581 0.003107622320788581 0.003107622320788581] | [6350.852961085884000 6350.852961085884000 6350.852961085884000] | [43560000 43560000 43560000] | [138655.7864216592 138655.7864216592 138655.7864216592] | [0 0 0 0] | [0 0 0 0] | [0 0 0 0] | [0 0 0 0] | [0 0 0 0] | [0 0 0 0] | 38105.1177665153 | 6350.852961085884 | 33333333.33333333 | 50
xf_4299_to_4461_2 | 0.0 | Yg | [4.356000000000001e-008 4.356000000000001e-008 4.356000000000001e-008] | [1.386557864216592e-010 1.386557864216592e-010 1.386557864216592e-010] | [38581.43173859673000 38581.43173859673000 38581.43173859673000] | Yg | [0.03035123716936037 0.03035123716936037 0.03035123716936037] | [0.00288360033598263 0.00288360033598263 0.00288360033598263] | [6350.852961085884000 6350.852961085884000 6350.852961085884000] | [43560000 43560000 43560000] | [138655.7864216592 138655.7864216592 138655.7864216592] | [0 0 0 0] | [0 0 0 0] | [0 0 0 0] | [0 0 0 0] | [0 0 0 0] | [0 0 0 0] | 38105.1177665153 | 6350.852961085884 | 33333333.33333333 | 50
xf_4301_to_4463_1 | 0.0 | Yg | [4.356000000000001e-008 4.356000000000001e-008 4.356000000000001e-008] | [1.386557864216592e-010 1.386557864216592e-010 1.386557864216592e-010] | [38105.1177665153000 38105.1177665153000 38105.1177665153000] | Yg | [0.02321648484815637 0.02321648484815637 0.02321648484815637] | [0.003287410626739914 0.003287410626739914 0.003287410626739914] | [6350.852961085884000 6350.852961085884000 6350.852961085884000] | [43560000 43560000 43560000] | [138655.7864216592 138655.7864216592 138655.7864216592] | [0 0 0 0] | [0 0 0 0] | [0 0 0 0] | [0 0 0 0] | [0 0 0 0] | [0 0 0 0] | 38105.1177665153 | 6350.852961085884 | 33333333.33333333 | 50
xf_4301_to_4463_2 | 0.0 | Yg | [4.356000000000001e-008 4.356000000000001e-008 4.356000000000001e-008] | [1.386557864216592e-010 1.386557864216592e-010 1.386557864216592e-010] | [38105.1177665153000 38105.1177665153000 38105.1177665153000] | Yg | [0.02370298896944725 0.02370298896944725 0.02370298896944725] | [0.003417604726589257 0.003417604726589257 0.003417604726589257] | [6350.852961085884000 6350.852961085884000 6350.852961085884000] | [43560000 43560000 43560000] | [138655.7864216592 138655.7864216592 138655.7864216592] | [0 0 0 0] | [0 0 0 0] | [0 0 0 0] | [0 0 0 0] | [0 0 0 0] | [0 0 0 0] | 38105.1177665153 | 6350.852961085884 | 33333333.33333333 | 50
xf_4303_to_4464_1 | 0.0 | Yg | [4.356000000000001e-008 4.356000000000001e-008 4.356000000000001e-008] | [1.386557864216592e-010 1.386557864216592e-010 1.386557864216592e-010] | [37628.80379443386000 37628.80379443386000 37628.80379443386000] | Yg | [0.05815275254123845 0.05815275254123845 0.05815275254123845] | [0.003965541904465658 0.003965541904465658 0.003965541904465658] | [6350.852961085884000 6350.852961085884000 6350.852961085884000] | [43560000 43560000 43560000] | [138655.7864216592 138655.7864216592 138655.7864216592] | [0 0 0 0] | [0 0 0 0] | [0 0 0 0] | [0 0 0 0] | [0 0 0 0] | [0 0 0 0] | 38105.1177665153 | 6350.852961085884 | 33333333.33333333 | 50
xf_4303_to_4464_2 | 0.0 | Yg | [4.356000000000001e-008 4.356000000000001e-008 4.356000000000001e-008] | [1.386557864216592e-010 1.386557864216592e-010 1.386557864216592e-010] | [37628.80379443386000 37628.80379443386000 37628.80379443386000] | Yg | [0.06035721452916046 0.06035721452916046 0.06035721452916046] | [0.003799770636638263 0.003799770636638263 0.003799770636638263] | [6350.852961085884000 6350.852961085884000 6350.852961085884000] | [43560000 43560000 43560000] | [138655.7864216592 138655.7864216592 138655.7864216592] | [0 0 0 0] | [0 0 0 0] | [0 0 0 0] | [0 0 0 0] | [0 0 0 0] | [0 0 0 0] | 38105.1177665153 | 6350.852961085884 | 33333333.33333333 | 50
xf_4305_to_4465_1 | 0.0 | Yg | [4.356000000000001e-008 4.356000000000001e-008 4.356000000000001e-008] | [1.386557864216592e-010 1.386557864216592e-010 1.386557864216592e-010] | [38105.1177665153000 38105.1177665153000 38105.1177665153000] | Yg | [0.05241050393417714 0.05241050393417714 0.05241050393417714] | [0.004179577592244106 0.004179577592244106 0.004179577592244106] | [6350.852961085884000 6350.852961085884000 6350.852961085884000] | [43560000 43560000 43560000] | [138655.7864216592 138655.7864216592 138655.7864216592] | [0 0 0 0] | [0 0 0 0] | [0 0 0 0] | [0 0 0 0] | [0 0 0 0] | [0 0 0 0] | 38105.1177665153 | 6350.852961085884 | 33333333.33333333 | 50
xf_4305_to_4465_2 | 0.0 | Yg | [4.356000000000001e-008 4.356000000000001e-008 4.356000000000001e-008] | [1.386557864216592e-010 1.386557864216592e-010 1.386557864216592e-010] | [38105.1177665153000 38105.1177665153000 38105.1177665153000] | Yg | [0.05706284930680184 0.05706284930680184 0.05706284930680184] | [0.004085771103072239 0.004085771103072239 0.004085771103072239] | [6350.852961085884000 6350.852961085884000 6350.852961085884000] | [43560000 43560000 43560000] | [138655.7864216592 138655.7864216592 138655.7864216592] | [0 0 0 0] | [0 0 0 0] | [0 0 0 0] | [0 0 0 0] | [0 0 0 0] | [0 0 0 0] | 38105.1177665153 | 6350.852961085884 | 33333333.33333333 | 50
xf_4307_to_4466_1 | 0.0 | Yg | [4.356000000000001e-008 4.356000000000001e-008 4.356000000000001e-008] | [1.386557864216592e-010 1.386557864216592e-010 1.386557864216592e-010] | [38581.43173859673000 38581.43173859673000 38581.43173859673000] | Yg | [0.04370314192595223 0.04370314192595223 0.04370314192595223] | [0.003876787474274331 0.003876787474274331 0.003876787474274331] | [6350.852961085884000 6350.852961085884000 6350.852961085884000] | [43560000 43560000 43560000] | [138655.7864216592 138655.7864216592 138655.7864216592] | [0 0 0 0] | [0 0 0 0] | [0 0 0 0] | [0 0 0 0] | [0 0 0 0] | [0 0 0 0] | 38105.1177665153 | 6350.852961085884 | 33333333.33333333 | 50
xf_4307_to_4466_2 | 0.0 | Yg | [4.356000000000001e-008 4.356000000000001e-008 4.356000000000001e-008] | [1.386557864216592e-010 1.386557864216592e-010 1.386557864216592e-010] | [38581.43173859673000 38581.43173859673000 38581.43173859673000] | Yg | [0.04151946167425702 0.04151946167425702 0.04151946167425702] | [0.003672548062694855 0.003672548062694855 0.003672548062694855] | [6350.852961085884000 6350.852961085884000 6350.852961085884000] | [43560000 43560000 43560000] | [138655.7864216592 138655.7864216592 138655.7864216592] | [0 0 0 0] | [0 0 0 0] | [0 0 0 0] | [0 0 0 0] | [0 0 0 0] | [0 0 0 0] | 38105.1177665153 | 6350.852961085884 | 33333333.33333333 | 50
xf_4309_to_4467_1 | 0.0 | Yg | [4.356000000000001e-008 4.356000000000001e-008 4.356000000000001e-008] | [1.386557864216592e-010 1.386557864216592e-010 1.386557864216592e-010] | [38105.1177665153000 38105.1177665153000 38105.1177665153000] | Yg | [0.06847404732152072 0.06847404732152072 0.06847404732152072] | [0.004256782693364891 0.004256782693364891 0.004256782693364891] | [6350.852961085884000 6350.852961085884000 6350.852961085884000] | [43560000 43560000 43560000] | [138655.7864216592 138655.7864216592 138655.7864216592] | [0 0 0 0] | [0 0 0 0] | [0 0 0 0] | [0 0 0 0] | [0 0 0 0] | [0 0 0 0] | 38105.1177665153 | 6350.852961085884 | 33333333.33333333 | 50
xf_4309_to_4467_2 | 0.0 | Yg | [4.356000000000001e-008 4.356000000000001e-008 4.356000000000001e-008] | [1.386557864216592e-010 1.386557864216592e-010 1.386557864216592e-010] | [38105.1177665153000 38105.1177665153000 38105.1177665153000] | Yg | [0.07091531845225364 0.07091531845225364 0.07091531845225364] | [0.003993393853622971 0.003993393853622971 0.003993393853622971] | [6350.852961085884000 6350.852961085884000 6350.852961085884000] | [43560000 43560000 43560000] | [138655.7864216592 138655.7864216592 138655.7864216592] | [0 0 0 0] | [0 0 0 0] | [0 0 0 0] | [0 0 0 0] | [0 0 0 0] | [0 0 0 0] | 38105.1177665153 | 6350.852961085884 | 33333333.33333333 | 50
xf_4310_to_4468_1 | 0.0 | Yg | [4.356000000000001e-008 4.356000000000001e-008 4.356000000000001e-008] | [1.386557864216592e-010 1.386557864216592e-010 1.386557864216592e-010] | [38105.1177665153000 38105.1177665153000 38105.1177665153000] | Yg | [0.06051674459751832 0.06051674459751832 0.06051674459751832] | [0.003872472555281456 0.003872472555281456 0.003872472555281456] | [6350.852961085884000 6350.852961085884000 6350.852961085884000] | [43560000 43560000 43560000] | [138655.7864216592 138655.7864216592 138655.7864216592] | [0 0 0 0] | [0 0 0 0] | [0 0 0 0] | [0 0 0 0] | [0 0 0 0] | [0 0 0 0] | 38105.1177665153 | 6350.852961085884 | 33333333.33333333 | 50
xf_4311_to_4469_1 | 0.0 | Yg | [4.356000000000001e-008 4.356000000000001e-008 4.356000000000001e-008] | [1.386557864216592e-010 1.386557864216592e-010 1.386557864216592e-010] | [38105.1177665153000 38105.1177665153000 38105.1177665153000] | Yg | [0.07450444142929014 0.07450444142929014 0.07450444142929014] | [0.00388994594098277 0.00388994594098277 0.00388994594098277] | [6350.852961085884000 6350.852961085884000 6350.852961085884000] | [43560000 43560000 43560000] | [138655.7864216592 138655.7864216592 138655.7864216592] | [0 0 0 0] | [0 0 0 0] | [0 0 0 0] | [0 0 0 0] | [0 0 0 0] | [0 0 0 0] | 38105.1177665153 | 6350.852961085884 | 33333333.33333333 | 50
xf_4311_to_4469_2 | 0.0 | Yg | [4.356000000000001e-008 4.356000000000001e-008 4.356000000000001e-008] | [1.386557864216592e-010 1.386557864216592e-010 1.386557864216592e-010] | [38105.1177665153000 38105.1177665153000 38105.1177665153000] | Yg | [0.07658794557454737 0.07658794557454737 0.07658794557454737] | [0.004201378561574146 0.004201378561574146 0.004201378561574146] | [6350.852961085884000 6350.852961085884000 6350.852961085884000] | [43560000 43560000 43560000] | [138655.7864216592 138655.7864216592 138655.7864216592] | [0 0 0 0] | [0 0 0 0] | [0 0 0 0] | [0 0 0 0] | [0 0 0 0] | [0 0 0 0] | 38105.1177665153 | 6350.852961085884 | 33333333.33333333 | 50
xf_4312_to_4470_1 | 0.0 | Yg | [4.356000000000001e-008 4.356000000000001e-008 4.356000000000001e-008] | [1.386557864216592e-010 1.386557864216592e-010 1.386557864216592e-010] | [39057.74571067818000 39057.74571067818000 39057.74571067818000] | Yg | [0.06273431936907389 0.06273431936907389 0.06273431936907389] | [0.003894239809579568 0.003894239809579568 0.003894239809579568] | [6350.852961085884000 6350.852961085884000 6350.852961085884000] | [43560000 43560000 43560000] | [138655.7864216592 138655.7864216592 138655.7864216592] | [0 0 0 0] | [0 0 0 0] | [0 0 0 0] | [0 0 0 0] | [0 0 0 0] | [0 0 0 0] | 38105.1177665153 | 6350.852961085884 | 33333333.33333333 | 50
xf_4312_to_4470_2 | 0.0 | Yg | [4.356000000000001e-008 4.356000000000001e-008 4.356000000000001e-008] | [1.386557864216592e-010 1.386557864216592e-010 1.386557864216592e-010] | [39057.74571067818000 39057.74571067818000 39057.74571067818000] | Yg | [0.06106063665212422 0.06106063665212422 0.06106063665212422] | [0.003857215131505175 0.003857215131505175 0.003857215131505175] | [6350.852961085884000 6350.852961085884000 6350.852961085884000] | [43560000 43560000 43560000] | [138655.7864216592 138655.7864216592 138655.7864216592] | [0 0 0 0] | [0 0 0 0] | [0 0 0 0] | [0 0 0 0] | [0 0 0 0] | [0 0 0 0] | 38105.1177665153 | 6350.852961085884 | 33333333.33333333 | 50
xf_4313_to_4471_1 | 0.0 | Yg | [4.356000000000001e-008 4.356000000000001e-008 4.356000000000001e-008] | [1.386557864216592e-010 1.386557864216592e-010 1.386557864216592e-010] | [38105.1177665153000 38105.1177665153000 38105.1177665153000] | Yg | [0.06456320336132869 0.06456320336132869 0.06456320336132869] | [0.003522552266370671 0.003522552266370671 0.003522552266370671] | [6350.852961085884000 6350.852961085884000 6350.852961085884000] | [43560000 43560000 43560000] | [138655.7864216592 138655.7864216592 138655.7864216592] | [0 0 0 0] | [0 0 0 0] | [0 0 0 0] | [0 0 0 0] | [0 0 0 0] | [0 0 0 0] | 38105.1177665153 | 6350.852961085884 | 33333333.33333333 | 50
xf_4313_to_4471_2 | 0.0 | Yg | [4.356000000000001e-008 4.356000000000001e-008 4.356000000000001e-008] | [1.386557864216592e-010 1.386557864216592e-010 1.386557864216592e-010] | [38105.1177665153000 38105.1177665153000 38105.1177665153000] | Yg | [0.07365362522514131 0.07365362522514131 0.07365362522514131] | [0.003987422652059139 0.003987422652059139 0.003987422652059139] | [6350.852961085884000 6350.852961085884000 6350.852961085884000] | [43560000 43560000 43560000] | [138655.7864216592 138655.7864216592 138655.7864216592] | [0 0 0 0] | [0 0 0 0] | [0 0 0 0] | [0 0 0 0] | [0 0 0 0] | [0 0 0 0] | 38105.1177665153 | 6350.852961085884 | 33333333.33333333 | 50
xf_4314_to_4472_1 | 0.0 | Yg | [4.356000000000001e-008 4.356000000000001e-008 4.356000000000001e-008] | [1.386557864216592e-010 1.386557864216592e-010 1.386557864216592e-010] | [38105.1177665153000 38105.1177665153000 38105.1177665153000] | Yg | [0.06608698153813193 0.06608698153813193 0.06608698153813193] | [0.004255596329106407 0.004255596329106407 0.004255596329106407] | [6350.852961085884000 6350.852961085884000 6350.852961085884000] | [43560000 43560000 43560000] | [138655.7864216592 138655.7864216592 138655.7864216592] | [0 0 0 0] | [0 0 0 0] | [0 0 0 0] | [0 0 0 0] | [0 0 0 0] | [0 0 0 0] | 38105.1177665153 | 6350.852961085884 | 33333333.33333333 | 50
xf_4314_to_4472_2 | 0.0 | Yg | [4.356000000000001e-008 4.356000000000001e-008 4.356000000000001e-008] | [1.386557864216592e-010 1.386557864216592e-010 1.386557864216592e-010] | [38105.1177665153000 38105.1177665153000 38105.1177665153000] | Yg | [0.06319956973693615 0.06319956973693615 0.06319956973693615] | [0.004029253122366022 0.004029253122366022 0.004029253122366022] | [6350.852961085884000 6350.852961085884000 6350.852961085884000] | [43560000 43560000 43560000] | [138655.7864216592 138655.7864216592 138655.7864216592] | [0 0 0 0] | [0 0 0 0] | [0 0 0 0] | [0 0 0 0] | [0 0 0 0] | [0 0 0 0] | 38105.1177665153 | 6350.852961085884 | 33333333.33333333 | 50
xf_4316_to_4473_1 | 0.0 | Yg | [4.356000000000001e-008 4.356000000000001e-008 4.356000000000001e-008] | [1.386557864216592e-010 1.386557864216592e-010 1.386557864216592e-010] | [37152.48982235241000 37152.48982235241000 37152.48982235241000] | Yg | [0.0457034408669011 0.0457034408669011 0.0457034408669011] | [0.003690508379089459 0.003690508379089459 0.003690508379089459] | [6350.852961085884000 6350.852961085884000 6350.852961085884000] | [43560000 43560000 43560000] | [138655.7864216592 138655.7864216592 138655.7864216592] | [0 0 0 0] | [0 0 0 0] | [0 0 0 0] | [0 0 0 0] | [0 0 0 0] | [0 0 0 0] | 38105.1177665153 | 6350.852961085884 | 33333333.33333333 | 50
xf_4316_to_4473_2 | 0.0 | Yg | [4.356000000000001e-008 4.356000000000001e-008 4.356000000000001e-008] | [1.386557864216592e-010 1.386557864216592e-010 1.386557864216592e-010] | [37152.48982235241000 37152.48982235241000 37152.48982235241000] | Yg | [0.04664379277543448 0.04664379277543448 0.04664379277543448] | [0.003609163426327955 0.003609163426327955 0.003609163426327955] | [6350.852961085884000 6350.852961085884000 6350.852961085884000] | [43560000 43560000 43560000] | [138655.7864216592 138655.7864216592 138655.7864216592] | [0 0 0 0] | [0 0 0 0] | [0 0 0 0] | [0 0 0 0] | [0 0 0 0] | [0 0 0 0] | 38105.1177665153 | 6350.852961085884 | 33333333.33333333 | 50
xf_4317_to_4474_1 | 0.0 | Yg | [4.356000000000001e-008 4.356000000000001e-008 4.356000000000001e-008] | [1.386557864216592e-010 1.386557864216592e-010 1.386557864216592e-010] | [38581.43173859673000 38581.43173859673000 38581.43173859673000] | Yg | [0.02010667498946187 0.02010667498946187 0.02010667498946187] | [0.003509792856652913 0.003509792856652913 0.003509792856652913] | [6350.852961085884000 6350.852961085884000 6350.852961085884000] | [43560000 43560000 43560000] | [138655.7864216592 138655.7864216592 138655.7864216592] | [0 0 0 0] | [0 0 0 0] | [0 0 0 0] | [0 0 0 0] | [0 0 0 0] | [0 0 0 0] | 38105.1177665153 | 6350.852961085884 | 33333333.33333333 | 50
xf_4317_to_4474_2 | 0.0 | Yg | [4.356000000000001e-008 4.356000000000001e-008 4.356000000000001e-008] | [1.386557864216592e-010 1.386557864216592e-010 1.386557864216592e-010] | [38581.43173859673000 38581.43173859673000 38581.43173859673000] | Yg | [0.01856285968641937 0.01856285968641937 0.01856285968641937] | [0.00383951047600263 0.00383951047600263 0.00383951047600263] | [6350.852961085884000 6350.852961085884000 6350.852961085884000] | [43560000 43560000 43560000] | [138655.7864216592 138655.7864216592 138655.7864216592] | [0 0 0 0] | [0 0 0 0] | [0 0 0 0] | [0 0 0 0] | [0 0 0 0] | [0 0 0 0] | 38105.1177665153 | 6350.852961085884 | 33333333.33333333 | 50
xf_4318_to_4475_1 | 0.0 | Yg | [4.356000000000001e-008 4.356000000000001e-008 4.356000000000001e-008] | [1.386557864216592e-010 1.386557864216592e-010 1.386557864216592e-010] | [38581.43173859673000 38581.43173859673000 38581.43173859673000] | Yg | [0.05935119259845556 0.05935119259845556 0.05935119259845556] | [0.003956263320167636 0.003956263320167636 0.003956263320167636] | [6350.852961085884000 6350.852961085884000 6350.852961085884000] | [43560000 43560000 43560000] | [138655.7864216592 138655.7864216592 138655.7864216592] | [0 0 0 0] | [0 0 0 0] | [0 0 0 0] | [0 0 0 0] | [0 0 0 0] | [0 0 0 0] | 38105.1177665153 | 6350.852961085884 | 33333333.33333333 | 50
xf_4318_to_4475_2 | 0.0 | Yg | [4.356000000000001e-008 4.356000000000001e-008 4.356000000000001e-008] | [1.386557864216592e-010 1.386557864216592e-010 1.386557864216592e-010] | [38581.43173859673000 38581.43173859673000 38581.43173859673000] | Yg | [0.06250910765567208 0.06250910765567208 0.06250910765567208] | [0.003779641504157109 0.003779641504157109 0.003779641504157109] | [6350.852961085884000 6350.852961085884000 6350.852961085884000] | [43560000 43560000 43560000] | [138655.7864216592 138655.7864216592 138655.7864216592] | [0 0 0 0] | [0 0 0 0] | [0 0 0 0] | [0 0 0 0] | [0 0 0 0] | [0 0 0 0] | 38105.1177665153 | 6350.852961085884 | 33333333.33333333 | 50
xf_4318_to_4475_3 | 0.0 | Yg | [4.356000000000001e-008 4.356000000000001e-008 4.356000000000001e-008] | [1.386557864216592e-010 1.386557864216592e-010 1.386557864216592e-010] | [38581.43173859673000 38581.43173859673000 38581.43173859673000] | Yg | [0.06374680808198403 0.06374680808198403 0.06374680808198403] | [0.003784849910747039 0.003784849910747039 0.003784849910747039] | [6350.852961085884000 6350.852961085884000 6350.852961085884000] | [43560000 43560000 43560000] | [138655.7864216592 138655.7864216592 138655.7864216592] | [0 0 0 0] | [0 0 0 0] | [0 0 0 0] | [0 0 0 0] | [0 0 0 0] | [0 0 0 0] | 38105.1177665153 | 6350.852961085884 | 33333333.33333333 | 50
xf_4320_to_4476_1 | 0.0 | Yg | [4.356000000000001e-008 4.356000000000001e-008 4.356000000000001e-008] | [1.386557864216592e-010 1.386557864216592e-010 1.386557864216592e-010] | [39057.74571067818000 39057.74571067818000 39057.74571067818000] | Yg | [0.01849042782697829 0.01849042782697829 0.01849042782697829] | [0.003507226926455368 0.003507226926455368 0.003507226926455368] | [6350.852961085884000 6350.852961085884000 6350.852961085884000] | [43560000 43560000 43560000] | [138655.7864216592 138655.7864216592 138655.7864216592] | [0 0 0 0] | [0 0 0 0] | [0 0 0 0] | [0 0 0 0] | [0 0 0 0] | [0 0 0 0] | 38105.1177665153 | 6350.852961085884 | 33333333.33333333 | 50
xf_4320_to_4476_2 | 0.0 | Yg | [4.356000000000001e-008 4.356000000000001e-008 4.356000000000001e-008] | [1.386557864216592e-010 1.386557864216592e-010 1.386557864216592e-010] | [39057.74571067818000 39057.74571067818000 39057.74571067818000] | Yg | [0.03308435653627176 0.03308435653627176 0.03308435653627176] | [0.003512205635286938 0.003512205635286938 0.003512205635286938] | [6350.852961085884000 6350.852961085884000 6350.852961085884000] | [43560000 43560000 43560000] | [138655.7864216592 138655.7864216592 138655.7864216592] | [0 0 0 0] | [0 0 0 0] | [0 0 0 0] | [0 0 0 0] | [0 0 0 0] | [0 0 0 0] | 38105.1177665153 | 6350.852961085884 | 33333333.33333333 | 50
xf_4320_to_4476_3 | 0.0 | Yg | [4.356000000000001e-008 4.356000000000001e-008 4.356000000000001e-008] | [1.386557864216592e-010 1.386557864216592e-010 1.386557864216592e-010] | [39057.74571067818000 39057.74571067818000 39057.74571067818000] | Yg | [0.02011711840831487 0.02011711840831487 0.02011711840831487] | [0.003607612314797026 0.003607612314797026 0.003607612314797026] | [6350.852961085884000 6350.852961085884000 6350.852961085884000] | [43560000 43560000 43560000] | [138655.7864216592 138655.7864216592 138655.7864216592] | [0 0 0 0] | [0 0 0 0] | [0 0 0 0] | [0 0 0 0] | [0 0 0 0] | [0 0 0 0] | 38105.1177665153 | 6350.852961085884 | 33333333.33333333 | 50
xf_4321_to_4478_1 | 0.0 | Yg | [4.356000000000001e-008 4.356000000000001e-008 4.356000000000001e-008] | [1.386557864216592e-010 1.386557864216592e-010 1.386557864216592e-010] | [37628.80379443386000 37628.80379443386000 37628.80379443386000] | Yg | [0.06284011357611913 0.06284011357611913 0.06284011357611913] | [0.003709545935194127 0.003709545935194127 0.003709545935194127] | [6350.852961085884000 6350.852961085884000 6350.852961085884000] | [43560000 43560000 43560000] | [138655.7864216592 138655.7864216592 138655.7864216592] | [0 0 0 0] | [0 0 0 0] | [0 0 0 0] | [0 0 0 0] | [0 0 0 0] | [0 0 0 0] | 38105.1177665153 | 6350.852961085884 | 33333333.33333333 | 50
xf_4321_to_4478_2 | 0.0 | Yg | [4.356000000000001e-008 4.356000000000001e-008 4.356000000000001e-008] | [1.386557864216592e-010 1.386557864216592e-010 1.386557864216592e-010] | [37628.80379443386000 37628.80379443386000 37628.80379443386000] | Yg | [0.0560966416094338 0.0560966416094338 0.0560966416094338] | [0.004118466231447835 0.004118466231447835 0.004118466231447835] | [6350.852961085884000 6350.852961085884000 6350.852961085884000] | [43560000 43560000 43560000] | [138655.7864216592 138655.7864216592 138655.7864216592] | [0 0 0 0] | [0 0 0 0] | [0 0 0 0] | [0 0 0 0] | [0 0 0 0] | [0 0 0 0] | 38105.1177665153 | 6350.852961085884 | 33333333.33333333 | 50
xf_4323_to_4477_1 | 0.0 | Yg | [4.356000000000001e-008 4.356000000000001e-008 4.356000000000001e-008] | [1.386557864216592e-010 1.386557864216592e-010 1.386557864216592e-010] | [38105.1177665153000 38105.1177665153000 38105.1177665153000] | Yg | [0.06460702949041822 0.06460702949041822 0.06460702949041822] | [0.003907115765938083 0.003907115765938083 0.003907115765938083] | [6350.852961085884000 6350.852961085884000 6350.852961085884000] | [43560000 43560000 43560000] | [138655.7864216592 138655.7864216592 138655.7864216592] | [0 0 0 0] | [0 0 0 0] | [0 0 0 0] | [0 0 0 0] | [0 0 0 0] | [0 0 0 0] | 38105.1177665153 | 6350.852961085884 | 33333333.33333333 | 50
xf_4323_to_4477_2 | 0.0 | Yg | [4.356000000000001e-008 4.356000000000001e-008 4.356000000000001e-008] | [1.386557864216592e-010 1.386557864216592e-010 1.386557864216592e-010] | [38105.1177665153000 38105.1177665153000 38105.1177665153000] | Yg | [0.05730404752652447 0.05730404752652447 0.05730404752652447] | [0.00396350293405732 0.00396350293405732 0.00396350293405732] | [6350.852961085884000 6350.852961085884000 6350.852961085884000] | [43560000 43560000 43560000] | [138655.7864216592 138655.7864216592 138655.7864216592] | [0 0 0 0] | [0 0 0 0] | [0 0 0 0] | [0 0 0 0] | [0 0 0 0] | [0 0 0 0] | 38105.1177665153 | 6350.852961085884 | 33333333.33333333 | 50
xf_4324_to_4481_1 | 0.0 | Yg | [4.356000000000001e-008 4.356000000000001e-008 4.356000000000001e-008] | [1.386557864216592e-010 1.386557864216592e-010 1.386557864216592e-010] | [40010.37365484107000 40010.37365484107000 40010.37365484107000] | Yg | [0.02071649384597668 0.02071649384597668 0.02071649384597668] | [0.001385576075778062 0.001385576075778062 0.001385576075778062] | [6350.852961085884000 6350.852961085884000 6350.852961085884000] | [43560000 43560000 43560000] | [138655.7864216592 138655.7864216592 138655.7864216592] | [0 0 0 0] | [0 0 0 0] | [0 0 0 0] | [0 0 0 0] | [0 0 0 0] | [0 0 0 0] | 38105.1177665153 | 6350.852961085884 | 33333333.33333333 | 50
xf_4324_to_4481_2 | 0.0 | Yg | [4.356000000000001e-008 4.356000000000001e-008 4.356000000000001e-008] | [1.386557864216592e-010 1.386557864216592e-010 1.386557864216592e-010] | [36676.17585027098000 36676.17585027098000 36676.17585027098000] | Yg | [0.02181270626612231 0.02181270626612231 0.02181270626612231] | [0.001412786977082572 0.001412786977082572 0.001412786977082572] | [6350.852961085884000 6350.852961085884000 6350.852961085884000] | [43560000 43560000 43560000] | [138655.7864216592 138655.7864216592 138655.7864216592] | [0 0 0 0] | [0 0 0 0] | [0 0 0 0] | [0 0 0 0] | [0 0 0 0] | [0 0 0 0] | 38105.1177665153 | 6350.852961085884 | 33333333.33333333 | 50
xf_4325_to_4480_1 | 0.0 | Yg | [4.356000000000001e-008 4.356000000000001e-008 4.356000000000001e-008] | [1.386557864216592e-010 1.386557864216592e-010 1.386557864216592e-010] | [38581.43173859673000 38581.43173859673000 38581.43173859673000] | Yg | [0.1003987583972974 0.1003987583972974 0.1003987583972974] | [0.005379616171368593 0.005379616171368593 0.005379616171368593] | [6350.852961085884000 6350.852961085884000 6350.852961085884000] | [43560000 43560000 43560000] | [138655.7864216592 138655.7864216592 138655.7864216592] | [0 0 0 0] | [0 0 0 0] | [0 0 0 0] | [0 0 0 0] | [0 0 0 0] | [0 0 0 0] | 38105.1177665153 | 6350.852961085884 | 33333333.33333333 | 50
xf_4325_to_4480_2 | 0.0 | Yg | [4.356000000000001e-008 4.356000000000001e-008 4.356000000000001e-008] | [1.386557864216592e-010 1.386557864216592e-010 1.386557864216592e-010] | [38581.43173859673000 38581.43173859673000 38581.43173859673000] | Yg | [0.1544934410037533 0.1544934410037533 0.1544934410037533] | [0.005102087090638793 0.005102087090638793 0.005102087090638793] | [6350.852961085884000 6350.852961085884000 6350.852961085884000] | [43560000 43560000 43560000] | [138655.7864216592 138655.7864216592 138655.7864216592] | [0 0 0 0] | [0 0 0 0] | [0 0 0 0] | [0 0 0 0] | [0 0 0 0] | [0 0 0 0] | 38105.1177665153 | 6350.852961085884 | 33333333.33333333 | 50
xf_4328_to_4057_3 | 0.0 | Yg | [4.356000000000001e-008 4.356000000000001e-008 4.356000000000001e-008] | [1.386557864216592e-010 1.386557864216592e-010 1.386557864216592e-010] | [38581.43173859673000 38581.43173859673000 38581.43173859673000] | Yg | [0.01634021481984934 0.01634021481984934 0.01634021481984934] | [0.001842259158183279 0.001842259158183279 0.001842259158183279] | [8660.254037844386000 8660.254037844386000 8660.254037844386000] | [43560000 43560000 43560000] | [138655.7864216592 138655.7864216592 138655.7864216592] | [0 0 0 0] | [0 0 0 0] | [0 0 0 0] | [0 0 0 0] | [0 0 0 0] | [0 0 0 0] | 38105.1177665153 | 8660.254037844386 | 33333333.33333333 | 50
xf_4331_to_4431_1 | 0.0 | Yg | [4.356000000000001e-008 4.356000000000001e-008 4.356000000000001e-008] | [1.386557864216592e-010 1.386557864216592e-010 1.386557864216592e-010] | [38105.1177665153000 38105.1177665153000 38105.1177665153000] | Yg | [0.06188384961169213 0.06188384961169213 0.06188384961169213] | [0.003772681842694314 0.003772681842694314 0.003772681842694314] | [6350.852961085884000 6350.852961085884000 6350.852961085884000] | [43560000 43560000 43560000] | [138655.7864216592 138655.7864216592 138655.7864216592] | [0 0 0 0] | [0 0 0 0] | [0 0 0 0] | [0 0 0 0] | [0 0 0 0] | [0 0 0 0] | 38105.1177665153 | 6350.852961085884 | 33333333.33333333 | 50
xf_4332_to_4483_1 | 0.0 | Yg | [4.356000000000001e-008 4.356000000000001e-008 4.356000000000001e-008] | [1.386557864216592e-010 1.386557864216592e-010 1.386557864216592e-010] | [39057.74571067818000 39057.74571067818000 39057.74571067818000] | Yg | [0.02951832556546849 0.02951832556546849 0.02951832556546849] | [0.001995501728026831 0.001995501728026831 0.001995501728026831] | [4387.862045841156000 4387.862045841156000 4387.862045841156000] | [43560000 43560000 43560000] | [138655.7864216592 138655.7864216592 138655.7864216592] | [0 0 0 0] | [0 0 0 0] | [0 0 0 0] | [0 0 0 0] | [0 0 0 0] | [0 0 0 0] | 38105.1177665153 | 4387.862045841156 | 33333333.33333333 | 50
xf_4332_to_4483_2 | 0.0 | Yg | [4.356000000000001e-008 4.356000000000001e-008 4.356000000000001e-008] | [1.386557864216592e-010 1.386557864216592e-010 1.386557864216592e-010] | [39057.74571067818000 39057.74571067818000 39057.74571067818000] | Yg | [0.03037450054869168 0.03037450054869168 0.03037450054869168] | [0.001934792674218852 0.001934792674218852 0.001934792674218852] | [4387.862045841156000 4387.862045841156000 4387.862045841156000] | [43560000 43560000 43560000] | [138655.7864216592 138655.7864216592 138655.7864216592] | [0 0 0 0] | [0 0 0 0] | [0 0 0 0] | [0 0 0 0] | [0 0 0 0] | [0 0 0 0] | 38105.1177665153 | 4387.862045841156 | 33333333.33333333 | 50
xf_4335_to_4484_3 | 0.0 | Yg | [4.356000000000001e-008 4.356000000000001e-008 4.356000000000001e-008] | [1.386557864216592e-010 1.386557864216592e-010 1.386557864216592e-010] | [38581.43173859673000 38581.43173859673000 38581.43173859673000] | Yg | [0.07219563626205727 0.07219563626205727 0.07219563626205727] | [0.004045300555325471 0.004045300555325471 0.004045300555325471] | [6350.852961085884000 6350.852961085884000 6350.852961085884000] | [43560000 43560000 43560000] | [138655.7864216592 138655.7864216592 138655.7864216592] | [0 0 0 0] | [0 0 0 0] | [0 0 0 0] | [0 0 0 0] | [0 0 0 0] | [0 0 0 0] | 38105.1177665153 | 6350.852961085884 | 33333333.33333333 | 50
xf_4335_to_4484_4 | 0.0 | Yg | [4.356000000000001e-008 4.356000000000001e-008 4.356000000000001e-008] | [1.386557864216592e-010 1.386557864216592e-010 1.386557864216592e-010] | [38581.43173859673000 38581.43173859673000 38581.43173859673000] | Yg | [0.07067141371206083 0.07067141371206083 0.07067141371206083] | [0.004235409726695425 0.004235409726695425 0.004235409726695425] | [6350.852961085884000 6350.852961085884000 6350.852961085884000] | [43560000 43560000 43560000] | [138655.7864216592 138655.7864216592 138655.7864216592] | [0 0 0 0] | [0 0 0 0] | [0 0 0 0] | [0 0 0 0] | [0 0 0 0] | [0 0 0 0] | 38105.1177665153 | 6350.852961085884 | 33333333.33333333 | 50
xf_4337_to_4485_1 | 0.0 | Yg | [4.356000000000001e-008 4.356000000000001e-008 4.356000000000001e-008] | [1.386557864216592e-010 1.386557864216592e-010 1.386557864216592e-010] | [37152.48982235241000 37152.48982235241000 37152.48982235241000] | Yg | [0.06133444097816203 0.06133444097816203 0.06133444097816203] | [0.00391272858170804 0.00391272858170804 0.00391272858170804] | [6350.852961085884000 6350.852961085884000 6350.852961085884000] | [43560000 43560000 43560000] | [138655.7864216592 138655.7864216592 138655.7864216592] | [0 0 0 0] | [0 0 0 0] | [0 0 0 0] | [0 0 0 0] | [0 0 0 0] | [0 0 0 0] | 38105.1177665153 | 6350.852961085884 | 33333333.33333333 | 50
xf_4337_to_4485_2 | 0.0 | Yg | [4.356000000000001e-008 4.356000000000001e-008 4.356000000000001e-008] | [1.386557864216592e-010 1.386557864216592e-010 1.386557864216592e-010] | [37152.48982235241000 37152.48982235241000 37152.48982235241000] | Yg | [0.06156325895168219 0.06156325895168219 0.06156325895168219] | [0.003796950054884401 0.003796950054884401 0.003796950054884401] | [6350.852961085884000 6350.852961085884000 6350.852961085884000] | [43560000 43560000 43560000] | [138655.7864216592 138655.7864216592 138655.7864216592] | [0 0 0 0] | [0 0 0 0] | [0 0 0 0] | [0 0 0 0] | [0 0 0 0] | [0 0 0 0] | 38105.1177665153 | 6350.852961085884 | 33333333.33333333 | 50
xf_4338_to_4479_1 | 0.0 | Yg | [4.356000000000001e-008 4.356000000000001e-008 4.356000000000001e-008] | [1.386557864216592e-010 1.386557864216592e-010 1.386557864216592e-010] | [39057.74571067818000 39057.74571067818000 39057.74571067818000] | Yg | [0.04961121027752852 0.04961121027752852 0.04961121027752852] | [0.00488044289002495 0.00488044289002495 0.00488044289002495] | [6350.852961085884000 6350.852961085884000 6350.852961085884000] | [43560000 43560000 43560000] | [138655.7864216592 138655.7864216592 138655.7864216592] | [0 0 0 0] | [0 0 0 0] | [0 0 0 0] | [0 0 0 0] | [0 0 0 0] | [0 0 0 0] | 38105.1177665153 | 6350.852961085884 | 33333333.33333333 | 50
xf_4339_to_4486_1 | 0.0 | Yg | [4.356000000000001e-008 4.356000000000001e-008 4.356000000000001e-008] | [1.386557864216592e-010 1.386557864216592e-010 1.386557864216592e-010] | [38581.43173859673000 38581.43173859673000 38581.43173859673000] | Yg | [0.03142171464550567 0.03142171464550567 0.03142171464550567] | [0.003227812261510838 0.003227812261510838 0.003227812261510838] | [6350.852961085884000 6350.852961085884000 6350.852961085884000] | [43560000 43560000 43560000] | [138655.7864216592 138655.7864216592 138655.7864216592] | [0 0 0 0] | [0 0 0 0] | [0 0 0 0] | [0 0 0 0] | [0 0 0 0] | [0 0 0 0] | 38105.1177665153 | 6350.852961085884 | 33333333.33333333 | 50
xf_4339_to_4486_2 | 0.0 | Yg | [4.356000000000001e-008 4.356000000000001e-008 4.356000000000001e-008] | [1.386557864216592e-010 1.386557864216592e-010 1.386557864216592e-010] | [38581.43173859673000 38581.43173859673000 38581.43173859673000] | Yg | [0.03260267816852969 0.03260267816852969 0.03260267816852969] | [0.00319367175212058 0.00319367175212058 0.00319367175212058] | [6350.852961085884000 6350.852961085884000 6350.852961085884000] | [43560000 43560000 43560000] | [138655.7864216592 138655.7864216592 138655.7864216592] | [0 0 0 0] | [0 0 0 0] | [0 0 0 0] | [0 0 0 0] | [0 0 0 0] | [0 0 0 0] | 38105.1177665153 | 6350.852961085884 | 33333333.33333333 | 50
xf_4341_to_4487_1 | 0.0 | Yg | [4.356000000000001e-008 4.356000000000001e-008 4.356000000000001e-008] | [1.386557864216592e-010 1.386557864216592e-010 1.386557864216592e-010] | [38581.43173859673000 38581.43173859673000 38581.43173859673000] | Yg | [0.07505676835113016 0.07505676835113016 0.07505676835113016] | [0.004532053866469354 0.004532053866469354 0.004532053866469354] | [6350.852961085884000 6350.852961085884000 6350.852961085884000] | [43560000 43560000 43560000] | [138655.7864216592 138655.7864216592 138655.7864216592] | [0 0 0 0] | [0 0 0 0] | [0 0 0 0] | [0 0 0 0] | [0 0 0 0] | [0 0 0 0] | 38105.1177665153 | 6350.852961085884 | 33333333.33333333 | 50
xf_4341_to_4487_2 | 0.0 | Yg | [4.356000000000001e-008 4.356000000000001e-008 4.356000000000001e-008] | [1.386557864216592e-010 1.386557864216592e-010 1.386557864216592e-010] | [37628.80379443386000 37628.80379443386000 37628.80379443386000] | Yg | [0.05925501473247676 0.05925501473247676 0.05925501473247676] | [0.004582191232157464 0.004582191232157464 0.004582191232157464] | [6350.852961085884000 6350.852961085884000 6350.852961085884000] | [43560000 43560000 43560000] | [138655.7864216592 138655.7864216592 138655.7864216592] | [0 0 0 0] | [0 0 0 0] | [0 0 0 0] | [0 0 0 0] | [0 0 0 0] | [0 0 0 0] | 38105.1177665153 | 6350.852961085884 | 33333333.33333333 | 50
xf_4342_to_4488_1 | 0.0 | Yg | [4.356000000000001e-008 4.356000000000001e-008 4.356000000000001e-008] | [1.386557864216592e-010 1.386557864216592e-010 1.386557864216592e-010] | [38105.1177665153000 38105.1177665153000 38105.1177665153000] | Yg | [0.04576269288762655 0.04576269288762655 0.04576269288762655] | [0.003855090738126828 0.003855090738126828 0.003855090738126828] | [6350.852961085884000 6350.852961085884000 6350.852961085884000] | [43560000 43560000 43560000] | [138655.7864216592 138655.7864216592 138655.7864216592] | [0 0 0 0] | [0 0 0 0] | [0 0 0 0] | [0 0 0 0] | [0 0 0 0] | [0 0 0 0] | 38105.1177665153 | 6350.852961085884 | 33333333.33333333 | 50
xf_4343_to_4489_1 | 0.0 | Yg | [4.356000000000001e-008 4.356000000000001e-008 4.356000000000001e-008] | [1.386557864216592e-010 1.386557864216592e-010 1.386557864216592e-010] | [38105.1177665153000 38105.1177665153000 38105.1177665153000] | Yg | [0.08678195506171749 0.08678195506171749 0.08678195506171749] | [0.003858872484301603 0.003858872484301603 0.003858872484301603] | [6350.852961085884000 6350.852961085884000 6350.852961085884000] | [43560000 43560000 43560000] | [138655.7864216592 138655.7864216592 138655.7864216592] | [0 0 0 0] | [0 0 0 0] | [0 0 0 0] | [0 0 0 0] | [0 0 0 0] | [0 0 0 0] | 38105.1177665153 | 6350.852961085884 | 33333333.33333333 | 50
xf_4343_to_4489_2 | 0.0 | Yg | [4.356000000000001e-008 4.356000000000001e-008 4.356000000000001e-008] | [1.386557864216592e-010 1.386557864216592e-010 1.386557864216592e-010] | [38105.1177665153000 38105.1177665153000 38105.1177665153000] | Yg | [0.08398296323681018 0.08398296323681018 0.08398296323681018] | [0.00384426194083537 0.00384426194083537 0.00384426194083537] | [6350.852961085884000 6350.852961085884000 6350.852961085884000] | [43560000 43560000 43560000] | [138655.7864216592 138655.7864216592 138655.7864216592] | [0 0 0 0] | [0 0 0 0] | [0 0 0 0] | [0 0 0 0] | [0 0 0 0] | [0 0 0 0] | 38105.1177665153 | 6350.852961085884 | 33333333.33333333 | 50
xf_4343_to_4489_3 | 0.0 | Yg | [4.356000000000001e-008 4.356000000000001e-008 4.356000000000001e-008] | [1.386557864216592e-010 1.386557864216592e-010 1.386557864216592e-010] | [38105.1177665153000 38105.1177665153000 38105.1177665153000] | Yg | [0.1074443551698926 0.1074443551698926 0.1074443551698926] | [0.003785241988582951 0.003785241988582951 0.003785241988582951] | [6350.852961085884000 6350.852961085884000 6350.852961085884000] | [43560000 43560000 43560000] | [138655.7864216592 138655.7864216592 138655.7864216592] | [0 0 0 0] | [0 0 0 0] | [0 0 0 0] | [0 0 0 0] | [0 0 0 0] | [0 0 0 0] | 38105.1177665153 | 6350.852961085884 | 33333333.33333333 | 50
xf_4344_to_4490_1 | 0.0 | Yg | [4.356000000000001e-008 4.356000000000001e-008 4.356000000000001e-008] | [1.386557864216592e-010 1.386557864216592e-010 1.386557864216592e-010] | [38105.1177665153000 38105.1177665153000 38105.1177665153000] | Yg | [0.02424573964669748 0.02424573964669748 0.02424573964669748] | [0.003431600490724013 0.003431600490724013 0.003431600490724013] | [6350.852961085884000 6350.852961085884000 6350.852961085884000] | [43560000 43560000 43560000] | [138655.7864216592 138655.7864216592 138655.7864216592] | [0 0 0 0] | [0 0 0 0] | [0 0 0 0] | [0 0 0 0] | [0 0 0 0] | [0 0 0 0] | 38105.1177665153 | 6350.852961085884 | 33333333.33333333 | 50
xf_4344_to_4490_2 | 0.0 | Yg | [4.356000000000001e-008 4.356000000000001e-008 4.356000000000001e-008] | [1.386557864216592e-010 1.386557864216592e-010 1.386557864216592e-010] | [38105.1177665153000 38105.1177665153000 38105.1177665153000] | Yg | [0.02577884812684087 0.02577884812684087 0.02577884812684087] | [0.003638933064859219 0.003638933064859219 0.003638933064859219] | [6350.852961085884000 6350.852961085884000 6350.852961085884000] | [43560000 43560000 43560000] | [138655.7864216592 138655.7864216592 138655.7864216592] | [0 0 0 0] | [0 0 0 0] | [0 0 0 0] | [0 0 0 0] | [0 0 0 0] | [0 0 0 0] | 38105.1177665153 | 6350.852961085884 | 33333333.33333333 | 50
xf_4350_to_4009_4 | 0.0 | Yg | [1.089e-008 1.089e-008 1.089e-008] | [3.466394660541481e-011 3.466394660541481e-011 3.466394660541481e-011] | [19052.55888325765000 19052.55888325765000 19052.55888325765000] | Yg | [0 0 0] | [4.152949475771156e-007 4.152949475771156e-007 4.152949475771156e-007] | [277.1281292110204000 277.1281292110204000 277.1281292110204000] | [10890000 10890000 10890000] | [34663.94660541481 34663.94660541481 34663.94660541481] | [0 0 0 0] | [0 0 0 0] | [0 0 0 0] | [0 0 0 0] | [0 0 0 0] | [0 0 0 0] | 19052.55888325765 | 277.1281292110204 | 33333333.33333333 | 50
xf_4356_to_4006_2 | 0.0 | Yg | [1.089e-008 1.089e-008 1.089e-008] | [3.466394660541481e-011 3.466394660541481e-011 3.466394660541481e-011] | [19290.71586929837000 19290.71586929837000 19290.71586929837000] | Yg | [0.02204997363897163 0.02204997363897163 0.02204997363897163] | [0.001479865022749921 0.001479865022749921 0.001479865022749921] | [6350.852961085884000 6350.852961085884000 6350.852961085884000] | [10890000 10890000 10890000] | [34663.94660541481 34663.94660541481 34663.94660541481] | [0 0 0 0] | [0 0 0 0] | [0 0 0 0] | [0 0 0 0] | [0 0 0 0] | [0 0 0 0] | 19052.55888325765 | 6350.852961085884 | 33333333.33333333 | 50
xf_4357_to_4010_7 | 0.0 | Yg | [1.089e-008 1.089e-008 1.089e-008] | [3.466394660541481e-011 3.466394660541481e-011 3.466394660541481e-011] | [19052.55888325765000 19052.55888325765000 19052.55888325765000] | Yg | [0.0001532179277937704 0.0001532179277937704 0.0001532179277937704] | [4.119508438500775e-006 4.119508438500775e-006 4.119508438500775e-006] | [404.1451884327381000 404.1451884327381000 404.1451884327381000] | [10890000 10890000 10890000] | [34663.94660541481 34663.94660541481 34663.94660541481] | [0 0 0 0] | [0 0 0 0] | [0 0 0 0] | [0 0 0 0] | [0 0 0 0] | [0 0 0 0] | 19052.55888325765 | 398.3716857408418 | 33333333.33333333 | 50
xf_4357_to_4012_2 | 0.0 | Yg | [1.089e-008 1.089e-008 1.089e-008] | [3.466394660541481e-011 3.466394660541481e-011 3.466394660541481e-011] | [19052.55888325765000 19052.55888325765000 19052.55888325765000] | Yg | [9.629497364586815e-005 9.629497364586815e-005 9.629497364586815e-005] | [2.388246089858051e-006 2.388246089858051e-006 2.388246089858051e-006] | [404.1451884327381000 404.1451884327381000 404.1451884327381000] | [10890000 10890000 10890000] | [34663.94660541481 34663.94660541481 34663.94660541481] | [0 0 0 0] | [0 0 0 0] | [0 0 0 0] | [0 0 0 0] | [0 0 0 0] | [0 0 0 0] | 19052.55888325765 | 398.3716857408418 | 33333333.33333333 | 50
xf_4357_to_4014_6 | 0.0 | Yg | [1.089e-008 1.089e-008 1.089e-008] | [3.466394660541481e-011 3.466394660541481e-011 3.466394660541481e-011] | [19052.55888325765000 19052.55888325765000 19052.55888325765000] | Yg | [0 0 0] | [3.990791964419988e-007 3.990791964419988e-007 3.990791964419988e-007] | [277.1281292110204000 277.1281292110204000 277.1281292110204000] | [10890000 10890000 10890000] | [34663.94660541481 34663.94660541481 34663.94660541481] | [0 0 0 0] | [0 0 0 0] | [0 0 0 0] | [0 0 0 0] | [0 0 0 0] | [0 0 0 0] | 19052.55888325765 | 277.1281292110204 | 33333333.33333333 | 50
xf_4357_to_4015_4 | 0.0 | Yg | [1.089e-008 1.089e-008 1.089e-008] | [3.466394660541481e-011 3.466394660541481e-011 3.466394660541481e-011] | [19052.55888325765000 19052.55888325765000 19052.55888325765000] | Yg | [0 0 0] | [3.915423504687485e-007 3.915423504687485e-007 3.915423504687485e-007] | [277.1281292110204000 277.1281292110204000 277.1281292110204000] | [10890000 10890000 10890000] | [34663.94660541481 34663.94660541481 34663.94660541481] | [0 0 0 0] | [0 0 0 0] | [0 0 0 0] | [0 0 0 0] | [0 0 0 0] | [0 0 0 0] | 19052.55888325765 | 277.1281292110204 | 33333333.33333333 | 50
xf_4358_to_4011_9 | 0.0 | Yg | [1.089e-008 1.089e-008 1.089e-008] | [3.466394660541481e-011 3.466394660541481e-011 3.466394660541481e-011] | [19052.55888325765000 19052.55888325765000 19052.55888325765000] | Yg | [8.04460160753374e-005 8.04460160753374e-005 8.04460160753374e-005] | [2.105492295058026e-006 2.105492295058026e-006 2.105492295058026e-006] | [404.1451884327381000 404.1451884327381000 404.1451884327381000] | [10890000 10890000 10890000] | [34663.94660541481 34663.94660541481 34663.94660541481] | [0 0 0 0] | [0 0 0 0] | [0 0 0 0] | [0 0 0 0] | [0 0 0 0] | [0 0 0 0] | 19052.55888325765 | 398.3716857408418 | 33333333.33333333 | 50
xf_4358_to_4013_8 | 0.0 | Yg | [1.089e-008 1.089e-008 1.089e-008] | [3.466394660541481e-011 3.466394660541481e-011 3.466394660541481e-011] | [19052.55888325765000 19052.55888325765000 19052.55888325765000] | Yg | [0.0001310933754857585 0.0001310933754857585 0.0001310933754857585] | [3.222907408209499e-006 3.222907408209499e-006 3.222907408209499e-006] | [404.1451884327381000 404.1451884327381000 404.1451884327381000] | [10890000 10890000 10890000] | [34663.94660541481 34663.94660541481 34663.94660541481] | [0 0 0 0] | [0 0 0 0] | [0 0 0 0] | [0 0 0 0] | [0 0 0 0] | [0 0 0 0] | 19052.55888325765 | 398.3716857408418 | 33333333.33333333 | 50
xf_4358_to_4016_5 | 0.0 | Yg | [1.089e-008 1.089e-008 1.089e-008] | [3.466394660541481e-011 3.466394660541481e-011 3.466394660541481e-011] | [19052.55888325765000 19052.55888325765000 19052.55888325765000] | Yg | [0 0 0] | [3.972142331632698e-007 3.972142331632698e-007 3.972142331632698e-007] | [277.1281292110204000 277.1281292110204000 277.1281292110204000] | [10890000 10890000 10890000] | [34663.94660541481 34663.94660541481 34663.94660541481] | [0 0 0 0] | [0 0 0 0] | [0 0 0 0] | [0 0 0 0] | [0 0 0 0] | [0 0 0 0] | 19052.55888325765 | 277.1281292110204 | 33333333.33333333 | 50
xf_4358_to_4017_3 | 0.0 | Yg | [1.089e-008 1.089e-008 1.089e-008] | [3.466394660541481e-011 3.466394660541481e-011 3.466394660541481e-011] | [19052.55888325765000 19052.55888325765000 19052.55888325765000] | Yg | [0 0 0] | [4.047081447398593e-007 4.047081447398593e-007 4.047081447398593e-007] | [277.1281292110204000 277.1281292110204000 277.1281292110204000] | [10890000 10890000 10890000] | [34663.94660541481 34663.94660541481 34663.94660541481] | [0 0 0 0] | [0 0 0 0] | [0 0 0 0] | [0 0 0 0] | [0 0 0 0] | [0 0 0 0] | 19052.55888325765 | 277.1281292110204 | 33333333.33333333 | 50
xf_4362_to_4019_2 | 0.0 | Yg | [1.089e-008 1.089e-008 1.089e-008] | [3.466394660541481e-011 3.466394660541481e-011 3.466394660541481e-011] | [19052.55888325765000 19052.55888325765000 19052.55888325765000] | Yg | [4.019185580353066e-005 4.019185580353066e-005 4.019185580353066e-005] | [9.120647709176593e-007 9.120647709176593e-007 9.120647709176593e-007] | [398.3716857408418000 398.3716857408418000 398.3716857408418000] | [10890000 10890000 10890000] | [34663.94660541481 34663.94660541481 34663.94660541481] | [0 0 0 0] | [0 0 0 0] | [0 0 0 0] | [0 0 0 0] | [0 0 0 0] | [0 0 0 0] | 19052.55888325765 | 398.3716857408418 | 33333333.33333333 | 50
xf_4363_to_4018_1 | 0.0 | Yg | [1.089e-008 1.089e-008 1.089e-008] | [3.466394660541481e-011 3.466394660541481e-011 3.466394660541481e-011] | [19052.55888325765000 19052.55888325765000 19052.55888325765000] | Yg | [6.734215699240903e-005 6.734215699240903e-005 6.734215699240903e-005] | [1.429786769695623e-006 1.429786769695623e-006 1.429786769695623e-006] | [398.3716857408418000 398.3716857408418000 398.3716857408418000] | [10890000 10890000 10890000] | [34663.94660541481 34663.94660541481 34663.94660541481] | [0 0 0 0] | [0 0 0 0] | [0 0 0 0] | [0 0 0 0] | [0 0 0 0] | [0 0 0 0] | 19052.55888325765 | 398.3716857408418 | 33333333.33333333 | 50
xf_4363_to_4020_1 | 0.0 | Yg | [1.089e-008 1.089e-008 1.089e-008] | [3.466394660541481e-011 3.466394660541481e-011 3.466394660541481e-011] | [19052.55888325765000 19052.55888325765000 19052.55888325765000] | Yg | [2.835976336499617e-005 2.835976336499617e-005 2.835976336499617e-005] | [6.653360594392745e-007 6.653360594392745e-007 6.653360594392745e-007] | [398.3716857408418000 398.3716857408418000 398.3716857408418000] | [10890000 10890000 10890000] | [34663.94660541481 34663.94660541481 34663.94660541481] | [0 0 0 0] | [0 0 0 0] | [0 0 0 0] | [0 0 0 0] | [0 0 0 0] | [0 0 0 0] | 19052.55888325765 | 398.3716857408418 | 33333333.33333333 | 50
xf_4376_to_4423_2B | 0.0 | Yg | [4.840000000000002e-009 4.840000000000002e-009 4.840000000000002e-009] | [1.540619849129548e-011 1.540619849129548e-011 1.540619849129548e-011] | [12701.70592217177000 12701.70592217177000 12701.70592217177000] | Yg | [9.085677654244942e-006 9.085677654244942e-006 9.085677654244942e-006] | [3.407311029932942e-006 3.407311029932942e-006 3.407311029932942e-006] | [577.3502691896258000 577.3502691896258000 577.3502691896258000] | [4840000.000000002 4840000.000000002 4840000.000000002] | [15406.19849129547 15406.19849129547 15406.19849129547] | [0 0 0 0] | [0 0 0 0] | [0 0 0 0] | [0 0 0 0] | [0 0 0 0] | [0 0 0 0] | 12701.70592217177 | 577.3502691896258 | 33333333.33333333 | 50
xf_4376_to_4423_2C | 0.0 | Yg | [4.840000000000002e-009 4.840000000000002e-009 4.840000000000002e-009] | [1.540619849129548e-011 1.540619849129548e-011 1.540619849129548e-011] | [12701.70592217177000 12701.70592217177000 12701.70592217177000] | Yg | [9.586325700036251e-006 9.586325700036251e-006 9.586325700036251e-006] | [3.481067102242262e-006 3.481067102242262e-006 3.481067102242262e-006] | [577.3502691896258000 577.3502691896258000 577.3502691896258000] | [4840000.000000002 4840000.000000002 4840000.000000002] | [15406.19849129547 15406.19849129547 15406.19849129547] | [0 0 0 0] | [0 0 0 0] | [0 0 0 0] | [0 0 0 0] | [0 0 0 0] | [0 0 0 0] | 12701.70592217177 | 577.3502691896258 | 33333333.33333333 | 50
xf_4399_to_4344_3 | 0.0 | Yg | [1.089e-008 1.089e-008 1.089e-008] | [3.466394660541481e-011 3.466394660541481e-011 3.466394660541481e-011] | [19052.55888325765000 19052.55888325765000 19052.55888325765000] | Yg | [1.621488955539264 1.621488955539264 1.621488955539264] | [0.05498835953718691 0.05498835953718691 0.05498835953718691] | [38105.1177665153000 38105.1177665153000 38105.1177665153000] | [10890000 10890000 10890000] | [34663.94660541481 34663.94660541481 34663.94660541481] | [0 0 0 0] | [0 0 0 0] | [0 0 0 0] | [0 0 0 0] | [0 0 0 0] | [0 0 0 0] | 19052.55888325765 | 38105.1177665153 | 33333333.33333333 | 50
xf_4462_to_4461_3 | 0.0 | Yg | [4.356000000000001e-008 4.356000000000001e-008 4.356000000000001e-008] | [1.386557864216592e-010 1.386557864216592e-010 1.386557864216592e-010] | [38581.43173859673000 38581.43173859673000 38581.43173859673000] | Yg | [0.03020598526295703 0.03020598526295703 0.03020598526295703] | [0.002979125205132856 0.002979125205132856 0.002979125205132856] | [6350.852961085884000 6350.852961085884000 6350.852961085884000] | [43560000 43560000 43560000] | [138655.7864216592 138655.7864216592 138655.7864216592] | [0 0 0 0] | [0 0 0 0] | [0 0 0 0] | [0 0 0 0] | [0 0 0 0] | [0 0 0 0] | 38105.1177665153 | 6350.852961085884 | 33333333.33333333 | 50
xf_5037_to_5114_1 | 0.0 | Yg | [2.560000000000001e-009 2.560000000000001e-009 2.560000000000001e-009] | [8.148733086305044e-012 8.148733086305044e-012 8.148733086305044e-012] | [9237.604307034013000 9237.604307034013000 9237.604307034013000] | Yg | [0.3938897870442367 0.3938897870442367 0.3938897870442367] | [0.06840564176081686 0.06840564176081686 0.06840564176081686] | [66395.28095680697000 66395.28095680697000 66395.28095680697000] | [2560000 2560000 2560000] | [8148.733086305043 8148.733086305043 8148.733086305043] | [0 0 0 0] | [0 0 0 0] | [0 0 0 0] | [0 0 0 0] | [0 0 0 0] | [0 0 0 0] | 9237.604307034013 | 63508.52961085884 | 33333333.33333333 | 50
xf_5038_to_5115_2 | 0.0 | Yg | [2.560000000000001e-009 2.560000000000001e-009 2.560000000000001e-009] | [8.148733086305044e-012 8.148733086305044e-012 8.148733086305044e-012] | [9237.604307034013000 9237.604307034013000 9237.604307034013000] | Yg | [0.396965175477918 0.396965175477918 0.396965175477918] | [0.06782590219395258 0.06782590219395258 0.06782590219395258] | [66395.28095680697000 66395.28095680697000 66395.28095680697000] | [2560000 2560000 2560000] | [8148.733086305043 8148.733086305043 8148.733086305043] | [0 0 0 0] | [0 0 0 0] | [0 0 0 0] | [0 0 0 0] | [0 0 0 0] | [0 0 0 0] | 9237.604307034013 | 63508.52961085884 | 33333333.33333333 | 50
xf_5043_to_5219_1 | 0.0 | Yg | [4.761e-010 4.761e-010 4.761e-010] | [1.515473368121028e-014 1.515473368121028e-014 1.515473368121028e-014] | [404.1451884327381000 404.1451884327381000 404.1451884327381000] | Yg | [0.04613676230495255 0.04613676230495255 0.04613676230495255] | [0.001504864503290329 0.001504864503290329 0.001504864503290329] | [12701.70592217177000 12701.70592217177000 12701.70592217177000] | [4761.000000000001 4761.000000000001 4761.000000000001] | [15.15473368121028 15.15473368121028 15.15473368121028] | [0 0 0 0] | [0 0 0 0] | [0 0 0 0] | [0 0 0 0] | [0 0 0 0] | [0 0 0 0] | 398.3716857408418 | 12701.70592217177 | 33333333.33333333 | 50
xf_5044_to_5045_2 | 0.0 | Yg | [4.840000000000002e-009 4.840000000000002e-009 4.840000000000002e-009] | [1.540619849129548e-011 1.540619849129548e-011 1.540619849129548e-011] | [12066.62062606318000 12066.62062606318000 12066.62062606318000] | Yg | [0.000106288803460717 0.000106288803460717 0.000106288803460717] | [3.745893670027404e-006 3.745893670027404e-006 3.745893670027404e-006] | [571.5767664977295000 571.5767664977295000 571.5767664977295000] | [4840000.000000002 4840000.000000002 4840000.000000002] | [15406.19849129547 15406.19849129547 15406.19849129547] | [0 0 0 0] | [0 0 0 0] | [0 0 0 0] | [0 0 0 0] | [0 0 0 0] | [0 0 0 0] | 12701.70592217177 | 577.3502691896258 | 33333333.33333333 | 50
xf_5048_to_5046_3 | 0.0 | Yg | [1.089e-008 1.089e-008 1.089e-008] | [3.466394660541481e-011 3.466394660541481e-011 3.466394660541481e-011] | [18576.24491117621000 18576.24491117621000 18576.24491117621000] | Yg | [0.03715853456340713 0.03715853456340713 0.03715853456340713] | [0.002342064646792635 0.002342064646792635 0.002342064646792635] | [7967.433714816836000 7967.433714816836000 7967.433714816836000] | [10890000 10890000 10890000] | [34663.94660541481 34663.94660541481 34663.94660541481] | [0 0 0 0] | [0 0 0 0] | [0 0 0 0] | [0 0 0 0] | [0 0 0 0] | [0 0 0 0] | 19052.55888325765 | 7967.433714816836 | 33333333.33333333 | 50
xf_5048_to_5047_4 | 0.0 | Yg | [1.089e-008 1.089e-008 1.089e-008] | [3.466394660541481e-011 3.466394660541481e-011 3.466394660541481e-011] | [18576.24491117621000 18576.24491117621000 18576.24491117621000] | Yg | [0.03544712631386622 0.03544712631386622 0.03544712631386622] | [0.002238012998755163 0.002238012998755163 0.002238012998755163] | [7967.433714816836000 7967.433714816836000 7967.433714816836000] | [10890000 10890000 10890000] | [34663.94660541481 34663.94660541481 34663.94660541481] | [0 0 0 0] | [0 0 0 0] | [0 0 0 0] | [0 0 0 0] | [0 0 0 0] | [0 0 0 0] | 19052.55888325765 | 7967.433714816836 | 33333333.33333333 | 50
xf_5050_to_5179_1 | 0.0 | Yg | [1.21e-007 1.21e-007 1.21e-007] | [3.851549622823868e-010 3.851549622823868e-010 3.851549622823868e-010] | [62714.67299072311000 62714.67299072311000 62714.67299072311000] | Yg | [0.4403981454695804 0.4403981454695804 0.4403981454695804] | [0.03402858354106897 0.03402858354106897 0.03402858354106897] | [25403.41184434354000 25403.41184434354000 25403.41184434354000] | [121000000 121000000 121000000] | [385154.9622823868 385154.9622823868 385154.9622823868] | [0 0 0 0] | [0 0 0 0] | [0 0 0 0] | [0 0 0 0] | [0 0 0 0] | [0 0 0 0] | 63508.52961085884 | 25403.41184434354 | 33333333.33333333 | 50
xf_5050_to_5179_2 | 0.0 | Yg | [1.21e-007 1.21e-007 1.21e-007] | [3.851549622823868e-010 3.851549622823868e-010 3.851549622823868e-010] | [62714.67299072311000 62714.67299072311000 62714.67299072311000] | Yg | [0.4313447363166228 0.4313447363166228 0.4313447363166228] | [0.03299330974165519 0.03299330974165519 0.03299330974165519] | [25403.41184434354000 25403.41184434354000 25403.41184434354000] | [121000000 121000000 121000000] | [385154.9622823868 385154.9622823868 385154.9622823868] | [0 0 0 0] | [0 0 0 0] | [0 0 0 0] | [0 0 0 0] | [0 0 0 0] | [0 0 0 0] | 63508.52961085884 | 25403.41184434354 | 33333333.33333333 | 50
xf_5052_to_5180_1 | 0.0 | Yg | [1.21e-007 1.21e-007 1.21e-007] | [3.851549622823868e-010 3.851549622823868e-010 3.851549622823868e-010] | [64241.41804256816000 64241.41804256816000 64241.41804256816000] | Yg | [0.09480560982514184 0.09480560982514184 0.09480560982514184] | [0.007743511411141287 0.007743511411141287 0.007743511411141287] | [12701.70592217177000 12701.70592217177000 12701.70592217177000] | [121000000 121000000 121000000] | [385154.9622823868 385154.9622823868 385154.9622823868] | [0 0 0 0] | [0 0 0 0] | [0 0 0 0] | [0 0 0 0] | [0 0 0 0] | [0 0 0 0] | 63508.52961085884 | 12701.70592217177 | 33333333.33333333 | 50
xf_5052_to_5180_2 | 0.0 | Yg | [1.21e-007 1.21e-007 1.21e-007] | [3.851549622823868e-010 3.851549622823868e-010 3.851549622823868e-010] | [64245.22855434481000 64245.22855434481000 64245.22855434481000] | Yg | [0.06542716199498602 0.06542716199498602 0.06542716199498602] | [0.007630947754048748 0.007630947754048748 0.007630947754048748] | [12701.70592217177000 12701.70592217177000 12701.70592217177000] | [121000000 121000000 121000000] | [385154.9622823868 385154.9622823868 385154.9622823868] | [0 0 0 0] | [0 0 0 0] | [0 0 0 0] | [0 0 0 0] | [0 0 0 0] | [0 0 0 0] | 63508.52961085884 | 12701.70592217177 | 33333333.33333333 | 50
xf_5052_to_5181_3 | 0.0 | Yg | [1.21e-007 1.21e-007 1.21e-007] | [3.851549622823868e-010 3.851549622823868e-010 3.851549622823868e-010] | [66391.81685519183000 66391.81685519183000 66391.81685519183000] | Yg | [0.06985813773898047 0.06985813773898047 0.06985813773898047] | [0.003662319856662544 0.003662319856662544 0.003662319856662544] | [6350.852961085884000 6350.852961085884000 6350.852961085884000] | [121000000 121000000 121000000] | [385154.9622823868 385154.9622823868 385154.9622823868] | [0 0 0 0] | [0 0 0 0] | [0 0 0 0] | [0 0 0 0] | [0 0 0 0] | [0 0 0 0] | 63508.52961085884 | 6350.852961085884 | 33333333.33333333 | 50
xf_5052_to_5181_4 | 0.0 | Yg | [1.21e-007 1.21e-007 1.21e-007] | [3.851549622823868e-010 3.851549622823868e-010 3.851549622823868e-010] | [66391.81685519183000 66391.81685519183000 66391.81685519183000] | Yg | [0.06680305047139828 0.06680305047139828 0.06680305047139828] | [0.0035970747421065 0.0035970747421065 0.0035970747421065] | [6350.852961085884000 6350.852961085884000 6350.852961085884000] | [121000000 121000000 121000000] | [385154.9622823868 385154.9622823868 385154.9622823868] | [0 0 0 0] | [0 0 0 0] | [0 0 0 0] | [0 0 0 0] | [0 0 0 0] | [0 0 0 0] | 63508.52961085884 | 6350.852961085884 | 33333333.33333333 | 50
xf_5054_to_5182_1 | 0.0 | Yg | [1.21e-007 1.21e-007 1.21e-007] | [3.851549622823868e-010 3.851549622823868e-010 3.851549622823868e-010] | [63508.52961085884000 63508.52961085884000 63508.52961085884000] | Yg | [0.1658163496308625 0.1658163496308625 0.1658163496308625] | [0.008866931234053244 0.008866931234053244 0.008866931234053244] | [12701.70592217177000 12701.70592217177000 12701.70592217177000] | [121000000 121000000 121000000] | [385154.9622823868 385154.9622823868 385154.9622823868] | [0 0 0 0] | [0 0 0 0] | [0 0 0 0] | [0 0 0 0] | [0 0 0 0] | [0 0 0 0] | 63508.52961085884 | 12701.70592217177 | 33333333.33333333 | 50
xf_5055_to_5183_1 | 0.0 | Yg | [1.21e-007 1.21e-007 1.21e-007] | [3.851549622823868e-010 3.851549622823868e-010 3.851549622823868e-010] | [61984.32490019822000 61984.32490019822000 61984.32490019822000] | Yg | [0.5325174853784032 0.5325174853784032 0.5325174853784032] | [0.02050073922776691 0.02050073922776691 0.02050073922776691] | [12701.70592217177000 12701.70592217177000 12701.70592217177000] | [121000000 121000000 121000000] | [385154.9622823868 385154.9622823868 385154.9622823868] | [0 0 0 0] | [0 0 0 0] | [0 0 0 0] | [0 0 0 0] | [0 0 0 0] | [0 0 0 0] | 63508.52961085884 | 12701.70592217177 | 33333333.33333333 | 50
xf_5055_to_5184_2 | 0.0 | Yg | [1.21e-007 1.21e-007 1.21e-007] | [3.851549622823868e-010 3.851549622823868e-010 3.851549622823868e-010] | [63508.52961085884000 63508.52961085884000 63508.52961085884000] | Yg | [0.09741604090392443 0.09741604090392443 0.09741604090392443] | [0.004421790199480256 0.004421790199480256 0.004421790199480256] | [6350.852961085884000 6350.852961085884000 6350.852961085884000] | [121000000 121000000 121000000] | [385154.9622823868 385154.9622823868 385154.9622823868] | [0 0 0 0] | [0 0 0 0] | [0 0 0 0] | [0 0 0 0] | [0 0 0 0] | [0 0 0 0] | 63508.52961085884 | 6350.852961085884 | 33333333.33333333 | 50
xf_5058_to_5012_1 | 0.0 | Yg | [1.21e-007 1.21e-007 1.21e-007] | [3.851549622823868e-010 3.851549622823868e-010 3.851549622823868e-010] | [68417.73894977823000 68417.73894977823000 68417.73894977823000] | Yg | [0.008861756703153305 0.008861756703153305 0.008861756703153305] | [0.0008721872292674983 0.0008721872292674983 0.0008721872292674983] | [6350.852961085884000 6350.852961085884000 6350.852961085884000] | [121000000 121000000 121000000] | [385154.9622823868 385154.9622823868 385154.9622823868] | [0 0 0 0] | [0 0 0 0] | [0 0 0 0] | [0 0 0 0] | [0 0 0 0] | [0 0 0 0] | 63508.52961085884 | 6350.852961085884 | 33333333.33333333 | 50
xf_5059_to_5185_1 | 0.0 | Yg | [1.21e-007 1.21e-007 1.21e-007] | [3.851549622823868e-010 3.851549622823868e-010 3.851549622823868e-010] | [63508.52961085884000 63508.52961085884000 63508.52961085884000] | Yg | [0.068836383768656 0.068836383768656 0.068836383768656] | [0.00750253849034771 0.00750253849034771 0.00750253849034771] | [12701.70592217177000 12701.70592217177000 12701.70592217177000] | [121000000 121000000 121000000] | [385154.9622823868 385154.9622823868 385154.9622823868] | [0 0 0 0] | [0 0 0 0] | [0 0 0 0] | [0 0 0 0] | [0 0 0 0] | [0 0 0 0] | 63508.52961085884 | 12701.70592217177 | 33333333.33333333 | 50
xf_5059_to_5185_2 | 0.0 | Yg | [1.21e-007 1.21e-007 1.21e-007] | [3.851549622823868e-010 3.851549622823868e-010 3.851549622823868e-010] | [63508.52961085884000 63508.52961085884000 63508.52961085884000] | Yg | [0.06837829496863272 0.06837829496863272 0.06837829496863272] | [0.007302644015334864 0.007302644015334864 0.007302644015334864] | [12701.70592217177000 12701.70592217177000 12701.70592217177000] | [121000000 121000000 121000000] | [385154.9622823868 385154.9622823868 385154.9622823868] | [0 0 0 0] | [0 0 0 0] | [0 0 0 0] | [0 0 0 0] | [0 0 0 0] | [0 0 0 0] | 63508.52961085884 | 12701.70592217177 | 33333333.33333333 | 50
xf_5060_to_5186_1 | 0.0 | Yg | [1.21e-007 1.21e-007 1.21e-007] | [3.851549622823868e-010 3.851549622823868e-010 3.851549622823868e-010] | [62714.67299072311000 62714.67299072311000 62714.67299072311000] | Yg | [0.1232671168946072 0.1232671168946072 0.1232671168946072] | [0.005923021448748982 0.005923021448748982 0.005923021448748982] | [12701.70592217177000 12701.70592217177000 12701.70592217177000] | [121000000 121000000 121000000] | [385154.9622823868 385154.9622823868 385154.9622823868] | [0 0 0 0] | [0 0 0 0] | [0 0 0 0] | [0 0 0 0] | [0 0 0 0] | [0 0 0 0] | 63508.52961085884 | 12701.70592217177 | 33333333.33333333 | 50
xf_5060_to_5186_2 | 0.0 | Yg | [1.21e-007 1.21e-007 1.21e-007] | [3.851549622823868e-010 3.851549622823868e-010 3.851549622823868e-010] | [61920.81637058737000 61920.81637058737000 61920.81637058737000] | Yg | [0.1305842999318777 0.1305842999318777 0.1305842999318777] | [0.006245512584733701 0.006245512584733701 0.006245512584733701] | [12701.70592217177000 12701.70592217177000 12701.70592217177000] | [121000000 121000000 121000000] | [385154.9622823868 385154.9622823868 385154.9622823868] | [0 0 0 0] | [0 0 0 0] | [0 0 0 0] | [0 0 0 0] | [0 0 0 0] | [0 0 0 0] | 63508.52961085884 | 12701.70592217177 | 33333333.33333333 | 50
xf_5061_to_5187_2 | 0.0 | Yg | [1.21e-007 1.21e-007 1.21e-007] | [3.851549622823868e-010 3.851549622823868e-010 3.851549622823868e-010] | [64373.51578415874000 64373.51578415874000 64373.51578415874000] | Yg | [0.06362729413212359 0.06362729413212359 0.06362729413212359] | [0.004991071475458608 0.004991071475458608 0.004991071475458608] | [12701.70592217177000 12701.70592217177000 12701.70592217177000] | [121000000 121000000 121000000] | [385154.9622823868 385154.9622823868 385154.9622823868] | [0 0 0 0] | [0 0 0 0] | [0 0 0 0] | [0 0 0 0] | [0 0 0 0] | [0 0 0 0] | 63508.52961085884 | 12701.70592217177 | 33333333.33333333 | 50
xf_5061_to_5187_3 | 0.0 | Yg | [1.21e-007 1.21e-007 1.21e-007] | [3.851549622823868e-010 3.851549622823868e-010 3.851549622823868e-010] | [64373.51578415874000 64373.51578415874000 64373.51578415874000] | Yg | [0.06199231352488977 0.06199231352488977 0.06199231352488977] | [0.004794297868837922 0.004794297868837922 0.004794297868837922] | [12701.70592217177000 12701.70592217177000 12701.70592217177000] | [121000000 121000000 121000000] | [385154.9622823868 385154.9622823868 385154.9622823868] | [0 0 0 0] | [0 0 0 0] | [0 0 0 0] | [0 0 0 0] | [0 0 0 0] | [0 0 0 0] | 63508.52961085884 | 12701.70592217177 | 33333333.33333333 | 50
xf_5062_to_5188_1 | 0.0 | Yg | [1.21e-007 1.21e-007 1.21e-007] | [3.851549622823868e-010 3.851549622823868e-010 3.851549622823868e-010] | [64302.38623099457000 64302.38623099457000 64302.38623099457000] | Yg | [0.02316553262493398 0.02316553262493398 0.02316553262493398] | [0.002200620019980148 0.002200620019980148 0.002200620019980148] | [6350.852961085884000 6350.852961085884000 6350.852961085884000] | [121000000 121000000 121000000] | [385154.9622823868 385154.9622823868 385154.9622823868] | [0 0 0 0] | [0 0 0 0] | [0 0 0 0] | [0 0 0 0] | [0 0 0 0] | [0 0 0 0] | 63508.52961085884 | 6350.852961085884 | 33333333.33333333 | 50
xf_5062_to_5188_2 | 0.0 | Yg | [1.21e-007 1.21e-007 1.21e-007] | [3.851549622823868e-010 3.851549622823868e-010 3.851549622823868e-010] | [64302.38623099457000 64302.38623099457000 64302.38623099457000] | Yg | [0.02403518015195986 0.02403518015195986 0.02403518015195986] | [0.00236289536735221 0.00236289536735221 0.00236289536735221] | [6350.852961085884000 6350.852961085884000 6350.852961085884000] | [121000000 121000000 121000000] | [385154.9622823868 385154.9622823868 385154.9622823868] | [0 0 0 0] | [0 0 0 0] | [0 0 0 0] | [0 0 0 0] | [0 0 0 0] | [0 0 0 0] | 63508.52961085884 | 6350.852961085884 | 33333333.33333333 | 50
xf_5064_to_5189_1 | 0.0 | Yg | [1.21e-007 1.21e-007 1.21e-007] | [3.851549622823868e-010 3.851549622823868e-010 3.851549622823868e-010] | [62642.27326696673000 62642.27326696673000 62642.27326696673000] | Yg | [0.06920975240090457 0.06920975240090457 0.06920975240090457] | [0.006859812501516129 0.006859812501516129 0.006859812501516129] | [12701.70592217177000 12701.70592217177000 12701.70592217177000] | [121000000 121000000 121000000] | [385154.9622823868 385154.9622823868 385154.9622823868] | [0 0 0 0] | [0 0 0 0] | [0 0 0 0] | [0 0 0 0] | [0 0 0 0] | [0 0 0 0] | 63508.52961085884 | 12701.70592217177 | 33333333.33333333 | 50
xf_5064_to_5189_2 | 0.0 | Yg | [1.21e-007 1.21e-007 1.21e-007] | [3.851549622823868e-010 3.851549622823868e-010 3.851549622823868e-010] | [62642.27326696673000 62642.27326696673000 62642.27326696673000] | Yg | [0.06690581380915786 0.06690581380915786 0.06690581380915786] | [0.008397863575936046 0.008397863575936046 0.008397863575936046] | [12701.70592217177000 12701.70592217177000 12701.70592217177000] | [121000000 121000000 121000000] | [385154.9622823868 385154.9622823868 385154.9622823868] | [0 0 0 0] | [0 0 0 0] | [0 0 0 0] | [0 0 0 0] | [0 0 0 0] | [0 0 0 0] | 63508.52961085884 | 12701.70592217177 | 33333333.33333333 | 50
xf_5065_to_5190_1 | 0.0 | Yg | [1.21e-007 1.21e-007 1.21e-007] | [3.851549622823868e-010 3.851549622823868e-010 3.851549622823868e-010] | [61920.81637058737000 61920.81637058737000 61920.81637058737000] | Yg | [0.09491329224849937 0.09491329224849937 0.09491329224849937] | [0.007707572485429246 0.007707572485429246 0.007707572485429246] | [12701.70592217177000 12701.70592217177000 12701.70592217177000] | [121000000 121000000 121000000] | [385154.9622823868 385154.9622823868 385154.9622823868] | [0 0 0 0] | [0 0 0 0] | [0 0 0 0] | [0 0 0 0] | [0 0 0 0] | [0 0 0 0] | 63508.52961085884 | 12701.70592217177 | 33333333.33333333 | 50
xf_5065_to_5190_2 | 0.0 | Yg | [1.21e-007 1.21e-007 1.21e-007] | [3.851549622823868e-010 3.851549622823868e-010 3.851549622823868e-010] | [61920.81637058737000 61920.81637058737000 61920.81637058737000] | Yg | [0.08878262990176777 0.08878262990176777 0.08878262990176777] | [0.007510912000544522 0.007510912000544522 0.007510912000544522] | [12701.70592217177000 12701.70592217177000 12701.70592217177000] | [121000000 121000000 121000000] | [385154.9622823868 385154.9622823868 385154.9622823868] | [0 0 0 0] | [0 0 0 0] | [0 0 0 0] | [0 0 0 0] | [0 0 0 0] | [0 0 0 0] | 63508.52961085884 | 12701.70592217177 | 33333333.33333333 | 50
xf_5065_to_5190_3 | 0.0 | Yg | [1.21e-007 1.21e-007 1.21e-007] | [3.851549622823868e-010 3.851549622823868e-010 3.851549622823868e-010] | [61920.81637058737000 61920.81637058737000 61920.81637058737000] | Yg | [0.06955507385191229 0.06955507385191229 0.06955507385191229] | [0.008220810932289742 0.008220810932289742 0.008220810932289742] | [12701.70592217177000 12701.70592217177000 12701.70592217177000] | [121000000 121000000 121000000] | [385154.9622823868 385154.9622823868 385154.9622823868] | [0 0 0 0] | [0 0 0 0] | [0 0 0 0] | [0 0 0 0] | [0 0 0 0] | [0 0 0 0] | 63508.52961085884 | 12701.70592217177 | 33333333.33333333 | 50
xf_5066_to_5172_1 | 0.0 | Yg | [1.21e-007 1.21e-007 1.21e-007] | [3.851549622823868e-010 3.851549622823868e-010 3.851549622823868e-010] | [63508.52961085884000 63508.52961085884000 63508.52961085884000] | Yg | [0.03520315565115931 0.03520315565115931 0.03520315565115931] | [0.002408445863724653 0.002408445863724653 0.002408445863724653] | [6350.852961085884000 6350.852961085884000 6350.852961085884000] | [121000000 121000000 121000000] | [385154.9622823868 385154.9622823868 385154.9622823868] | [0 0 0 0] | [0 0 0 0] | [0 0 0 0] | [0 0 0 0] | [0 0 0 0] | [0 0 0 0] | 63508.52961085884 | 6350.852961085884 | 33333333.33333333 | 50
xf_5066_to_5172_2 | 0.0 | Yg | [1.21e-007 1.21e-007 1.21e-007] | [3.851549622823868e-010 3.851549622823868e-010 3.851549622823868e-010] | [61920.81637058737000 61920.81637058737000 61920.81637058737000] | Yg | [0.03571121036068495 0.03571121036068495 0.03571121036068495] | [0.002282878177039299 0.002282878177039299 0.002282878177039299] | [6350.852961085884000 6350.852961085884000 6350.852961085884000] | [121000000 121000000 121000000] | [385154.9622823868 385154.9622823868 385154.9622823868] | [0 0 0 0] | [0 0 0 0] | [0 0 0 0] | [0 0 0 0] | [0 0 0 0] | [0 0 0 0] | 63508.52961085884 | 6350.852961085884 | 33333333.33333333 | 50
xf_5067_to_5191_1 | 0.0 | Yg | [1.21e-007 1.21e-007 1.21e-007] | [3.851549622823868e-010 3.851549622823868e-010 3.851549622823868e-010] | [61126.95975045163000 61126.95975045163000 61126.95975045163000] | Yg | [0.06438426613360793 0.06438426613360793 0.06438426613360793] | [0.007836931604469693 0.007836931604469693 0.007836931604469693] | [12701.70592217177000 12701.70592217177000 12701.70592217177000] | [121000000 121000000 121000000] | [385154.9622823868 385154.9622823868 385154.9622823868] | [0 0 0 0] | [0 0 0 0] | [0 0 0 0] | [0 0 0 0] | [0 0 0 0] | [0 0 0 0] | 63508.52961085884 | 12701.70592217177 | 33333333.33333333 | 50
xf_5067_to_5191_2 | 0.0 | Yg | [1.21e-007 1.21e-007 1.21e-007] | [3.851549622823868e-010 3.851549622823868e-010 3.851549622823868e-010] | [61126.95975045163000 61126.95975045163000 61126.95975045163000] | Yg | [0.06518982093072638 0.06518982093072638 0.06518982093072638] | [0.007943144420077609 0.007943144420077609 0.007943144420077609] | [12701.70592217177000 12701.70592217177000 12701.70592217177000] | [121000000 121000000 121000000] | [385154.9622823868 385154.9622823868 385154.9622823868] | [0 0 0 0] | [0 0 0 0] | [0 0 0 0] | [0 0 0 0] | [0 0 0 0] | [0 0 0 0] | 63508.52961085884 | 12701.70592217177 | 33333333.33333333 | 50
xf_5068_to_5173_1 | 0.0 | Yg | [1.21e-007 1.21e-007 1.21e-007] | [3.851549622823868e-010 3.851549622823868e-010 3.851549622823868e-010] | [61126.95975045163000 61126.95975045163000 61126.95975045163000] | Yg | [0.1269682070244231 0.1269682070244231 0.1269682070244231] | [0.005948175047422165 0.005948175047422165 0.005948175047422165] | [12701.70592217177000 12701.70592217177000 12701.70592217177000] | [121000000 121000000 121000000] | [385154.9622823868 385154.9622823868 385154.9622823868] | [0 0 0 0] | [0 0 0 0] | [0 0 0 0] | [0 0 0 0] | [0 0 0 0] | [0 0 0 0] | 63508.52961085884 | 12701.70592217177 | 33333333.33333333 | 50
xf_5068_to_5173_2 | 0.0 | Yg | [1.21e-007 1.21e-007 1.21e-007] | [3.851549622823868e-010 3.851549622823868e-010 3.851549622823868e-010] | [61126.95975045163000 61126.95975045163000 61126.95975045163000] | Yg | [0.1336455046014304 0.1336455046014304 0.1336455046014304] | [0.006413775994809736 0.006413775994809736 0.006413775994809736] | [12701.70592217177000 12701.70592217177000 12701.70592217177000] | [121000000 121000000 121000000] | [385154.9622823868 385154.9622823868 385154.9622823868] | [0 0 0 0] | [0 0 0 0] | [0 0 0 0] | [0 0 0 0] | [0 0 0 0] | [0 0 0 0] | 63508.52961085884 | 12701.70592217177 | 33333333.33333333 | 50
xf_5070_to_5192_4 | 0.0 | Yg | [1.21e-007 1.21e-007 1.21e-007] | [3.851549622823868e-010 3.851549622823868e-010 3.851549622823868e-010] | [65131.80762771239000 65131.80762771239000 65131.80762771239000] | Yg | [0.1425170392121656 0.1425170392121656 0.1425170392121656] | [0.009360482374666542 0.009360482374666542 0.009360482374666542] | [12701.70592217177000 12701.70592217177000 12701.70592217177000] | [121000000 121000000 121000000] | [385154.9622823868 385154.9622823868 385154.9622823868] | [0 0 0 0] | [0 0 0 0] | [0 0 0 0] | [0 0 0 0] | [0 0 0 0] | [0 0 0 0] | 63508.52961085884 | 12701.70592217177 | 33333333.33333333 | 50
xf_5070_to_5192_5 | 0.0 | Yg | [1.21e-007 1.21e-007 1.21e-007] | [3.851549622823868e-010 3.851549622823868e-010 3.851549622823868e-010] | [65131.80762771239000 65131.80762771239000 65131.80762771239000] | Yg | [0.03755742575764525 0.03755742575764525 0.03755742575764525] | [0.007889787306212525 0.007889787306212525 0.007889787306212525] | [12701.70592217177000 12701.70592217177000 12701.70592217177000] | [121000000 121000000 121000000] | [385154.9622823868 385154.9622823868 385154.9622823868] | [0 0 0 0] | [0 0 0 0] | [0 0 0 0] | [0 0 0 0] | [0 0 0 0] | [0 0 0 0] | 63508.52961085884 | 12701.70592217177 | 33333333.33333333 | 50
xf_5074_to_5193_1 | 0.0 | Yg | [1.21e-007 1.21e-007 1.21e-007] | [3.851549622823868e-010 3.851549622823868e-010 3.851549622823868e-010] | [63508.52961085884000 63508.52961085884000 63508.52961085884000] | Yg | [0.05777282658302031 0.05777282658302031 0.05777282658302031] | [0.004130798180594059 0.004130798180594059 0.004130798180594059] | [12701.70592217177000 12701.70592217177000 12701.70592217177000] | [121000000 121000000 121000000] | [385154.9622823868 385154.9622823868 385154.9622823868] | [0 0 0 0] | [0 0 0 0] | [0 0 0 0] | [0 0 0 0] | [0 0 0 0] | [0 0 0 0] | 63508.52961085884 | 12701.70592217177 | 33333333.33333333 | 50
xf_5074_to_5193_2 | 0.0 | Yg | [1.21e-007 1.21e-007 1.21e-007] | [3.851549622823868e-010 3.851549622823868e-010 3.851549622823868e-010] | [63508.52961085884000 63508.52961085884000 63508.52961085884000] | Yg | [0.0560385119851863 0.0560385119851863 0.0560385119851863] | [0.003827865191401659 0.003827865191401659 0.003827865191401659] | [12701.70592217177000 12701.70592217177000 12701.70592217177000] | [121000000 121000000 121000000] | [385154.9622823868 385154.9622823868 385154.9622823868] | [0 0 0 0] | [0 0 0 0] | [0 0 0 0] | [0 0 0 0] | [0 0 0 0] | [0 0 0 0] | 63508.52961085884 | 12701.70592217177 | 33333333.33333333 | 50
xf_5075_to_5194_1 | 0.0 | Yg | [1.21e-007 1.21e-007 1.21e-007] | [3.851549622823868e-010 3.851549622823868e-010 3.851549622823868e-010] | [66652.20182659635000 66652.20182659635000 66652.20182659635000] | Yg | [0.2889858905064742 0.2889858905064742 0.2889858905064742] | [0.01401673135710041 0.01401673135710041 0.01401673135710041] | [12701.70592217177000 12701.70592217177000 12701.70592217177000] | [121000000 121000000 121000000] | [385154.9622823868 385154.9622823868 385154.9622823868] | [0 0 0 0] | [0 0 0 0] | [0 0 0 0] | [0 0 0 0] | [0 0 0 0] | [0 0 0 0] | 63508.52961085884 | 12701.70592217177 | 33333333.33333333 | 50
xf_5076_to_5019_1 | 0.0 | Yg | [1.21e-007 1.21e-007 1.21e-007] | [3.851549622823868e-010 3.851549622823868e-010 3.851549622823868e-010] | [63508.52961085884000 63508.52961085884000 63508.52961085884000] | Yg | [0.04905549895765316 0.04905549895765316 0.04905549895765316] | [0.002582788397102995 0.002582788397102995 0.002582788397102995] | [6350.852961085884000 6350.852961085884000 6350.852961085884000] | [121000000 121000000 121000000] | [385154.9622823868 385154.9622823868 385154.9622823868] | [0 0 0 0] | [0 0 0 0] | [0 0 0 0] | [0 0 0 0] | [0 0 0 0] | [0 0 0 0] | 63508.52961085884 | 6350.852961085884 | 33333333.33333333 | 50
xf_5078_to_5020_1 | 0.0 | Yg | [1.21e-007 1.21e-007 1.21e-007] | [3.851549622823868e-010 3.851549622823868e-010 3.851549622823868e-010] | [63508.52961085884000 63508.52961085884000 63508.52961085884000] | Yg | [0.005981621773465076 0.005981621773465076 0.005981621773465076] | [0.000782238847521602 0.000782238847521602 0.000782238847521602] | [6350.852961085884000 6350.852961085884000 6350.852961085884000] | [121000000 121000000 121000000] | [385154.9622823868 385154.9622823868 385154.9622823868] | [0 0 0 0] | [0 0 0 0] | [0 0 0 0] | [0 0 0 0] | [0 0 0 0] | [0 0 0 0] | 63508.52961085884 | 6350.852961085884 | 33333333.33333333 | 50
xf_5079_to_5021_2 | 0.0 | Yg | [1.21e-007 1.21e-007 1.21e-007] | [3.851549622823868e-010 3.851549622823868e-010 3.851549622823868e-010] | [63508.52961085884000 63508.52961085884000 63508.52961085884000] | Yg | [0.00613831092480962 0.00613831092480962 0.00613831092480962] | [0.0008160230942661336 0.0008160230942661336 0.0008160230942661336] | [6350.852961085884000 6350.852961085884000 6350.852961085884000] | [121000000 121000000 121000000] | [385154.9622823868 385154.9622823868 385154.9622823868] | [0 0 0 0] | [0 0 0 0] | [0 0 0 0] | [0 0 0 0] | [0 0 0 0] | [0 0 0 0] | 63508.52961085884 | 6350.852961085884 | 33333333.33333333 | 50
xf_5083_to_5030_1 | 0.0 | Yg | [1.21e-007 1.21e-007 1.21e-007] | [3.851549622823868e-010 3.851549622823868e-010 3.851549622823868e-010] | [66394.99228167237000 66394.99228167237000 66394.99228167237000] | Yg | [0.01020953855212283 0.01020953855212283 0.01020953855212283] | [0.0007728486165970926 0.0007728486165970926 0.0007728486165970926] | [6350.852961085884000 6350.852961085884000 6350.852961085884000] | [121000000 121000000 121000000] | [385154.9622823868 385154.9622823868 385154.9622823868] | [0 0 0 0] | [0 0 0 0] | [0 0 0 0] | [0 0 0 0] | [0 0 0 0] | [0 0 0 0] | 63508.52961085884 | 6350.852961085884 | 33333333.33333333 | 50
xf_5083_to_5196_2 | 0.0 | Yg | [1.21e-007 1.21e-007 1.21e-007] | [3.851549622823868e-010 3.851549622823868e-010 3.851549622823868e-010] | [61222.22254486792000 61222.22254486792000 61222.22254486792000] | Yg | [0.103121363657743 0.103121363657743 0.103121363657743] | [0.007927706773651138 0.007927706773651138 0.007927706773651138] | [12701.70592217177000 12701.70592217177000 12701.70592217177000] | [121000000 121000000 121000000] | [385154.9622823868 385154.9622823868 385154.9622823868] | [0 0 0 0] | [0 0 0 0] | [0 0 0 0] | [0 0 0 0] | [0 0 0 0] | [0 0 0 0] | 63508.52961085884 | 12701.70592217177 | 33333333.33333333 | 50
xf_5086_to_5197_1 | 0.0 | Yg | [1.21e-007 1.21e-007 1.21e-007] | [3.851549622823868e-010 3.851549622823868e-010 3.851549622823868e-010] | [63508.52961085884000 63508.52961085884000 63508.52961085884000] | Yg | [0.5956460495688223 0.5956460495688223 0.5956460495688223] | [0.0234996000715207 0.0234996000715207 0.0234996000715207] | [12701.70592217177000 12701.70592217177000 12701.70592217177000] | [121000000 121000000 121000000] | [385154.9622823868 385154.9622823868 385154.9622823868] | [0 0 0 0] | [0 0 0 0] | [0 0 0 0] | [0 0 0 0] | [0 0 0 0] | [0 0 0 0] | 63508.52961085884 | 12701.70592217177 | 33333333.33333333 | 50
xf_5087_to_5174_1 | 0.0 | Yg | [1.21e-007 1.21e-007 1.21e-007] | [3.851549622823868e-010 3.851549622823868e-010 3.851549622823868e-010] | [63508.52961085884000 63508.52961085884000 63508.52961085884000] | Yg | [0.01264264260130986 0.01264264260130986 0.01264264260130986] | [0.0008820372289593573 0.0008820372289593573 0.0008820372289593573] | [3810.511776651531000 3810.511776651531000 3810.511776651531000] | [121000000 121000000 121000000] | [385154.9622823868 385154.9622823868 385154.9622823868] | [0 0 0 0] | [0 0 0 0] | [0 0 0 0] | [0 0 0 0] | [0 0 0 0] | [0 0 0 0] | 63508.52961085884 | 3810.51177665153 | 33333333.33333333 | 50
xf_5088_to_5174_2 | 0.0 | Yg | [1.21e-007 1.21e-007 1.21e-007] | [3.851549622823868e-010 3.851549622823868e-010 3.851549622823868e-010] | [63508.52961085884000 63508.52961085884000 63508.52961085884000] | Yg | [0.009359651800545602 0.009359651800545602 0.009359651800545602] | [0.0008943586081318036 0.0008943586081318036 0.0008943586081318036] | [3810.511776651531000 3810.511776651531000 3810.511776651531000] | [121000000 121000000 121000000] | [385154.9622823868 385154.9622823868 385154.9622823868] | [0 0 0 0] | [0 0 0 0] | [0 0 0 0] | [0 0 0 0] | [0 0 0 0] | [0 0 0 0] | 63508.52961085884 | 3810.51177665153 | 33333333.33333333 | 50
xf_5089_to_5198_1 | 0.0 | Yg | [1.21e-007 1.21e-007 1.21e-007] | [3.851549622823868e-010 3.851549622823868e-010 3.851549622823868e-010] | [64284.60384270352000 64284.60384270352000 64284.60384270352000] | Yg | [0.0340754757122887 0.0340754757122887 0.0340754757122887] | [0.002408995935907259 0.002408995935907259 0.002408995935907259] | [6350.852961085884000 6350.852961085884000 6350.852961085884000] | [121000000 121000000 121000000] | [385154.9622823868 385154.9622823868 385154.9622823868] | [0 0 0 0] | [0 0 0 0] | [0 0 0 0] | [0 0 0 0] | [0 0 0 0] | [0 0 0 0] | 63508.52961085884 | 6350.852961085884 | 33333333.33333333 | 50
xf_5089_to_5199_2 | 0.0 | Yg | [1.21e-007 1.21e-007 1.21e-007] | [3.851549622823868e-010 3.851549622823868e-010 3.851549622823868e-010] | [64284.60384270352000 64284.60384270352000 64284.60384270352000] | Yg | [0.02432714220333319 0.02432714220333319 0.02432714220333319] | [0.002551301308848571 0.002551301308848571 0.002551301308848571] | [6350.852961085884000 6350.852961085884000 6350.852961085884000] | [121000000 121000000 121000000] | [385154.9622823868 385154.9622823868 385154.9622823868] | [0 0 0 0] | [0 0 0 0] | [0 0 0 0] | [0 0 0 0] | [0 0 0 0] | [0 0 0 0] | 63508.52961085884 | 6350.852961085884 | 33333333.33333333 | 50
xf_5091_to_5237_1 | 0.0 | Yg | [1.21e-007 1.21e-007 1.21e-007] | [3.851549622823868e-010 3.851549622823868e-010 3.851549622823868e-010] | [64302.38623099457000 64302.38623099457000 64302.38623099457000] | Yg | [0.07352175616105144 0.07352175616105144 0.07352175616105144] | [0.01057649121478029 0.01057649121478029 0.01057649121478029] | [19052.55888325765000 19052.55888325765000 19052.55888325765000] | [121000000 121000000 121000000] | [385154.9622823868 385154.9622823868 385154.9622823868] | [0 0 0 0] | [0 0 0 0] | [0 0 0 0] | [0 0 0 0] | [0 0 0 0] | [0 0 0 0] | 63508.52961085884 | 19052.55888325765 | 33333333.33333333 | 50
xf_5091_to_5237_2 | 0.0 | Yg | [1.21e-007 1.21e-007 1.21e-007] | [3.851549622823868e-010 3.851549622823868e-010 3.851549622823868e-010] | [64302.38623099457000 64302.38623099457000 64302.38623099457000] | Yg | [0.07694748836056346 0.07694748836056346 0.07694748836056346] | [0.01034153102518485 0.01034153102518485 0.01034153102518485] | [19052.55888325765000 19052.55888325765000 19052.55888325765000] | [121000000 121000000 121000000] | [385154.9622823868 385154.9622823868 385154.9622823868] | [0 0 0 0] | [0 0 0 0] | [0 0 0 0] | [0 0 0 0] | [0 0 0 0] | [0 0 0 0] | 63508.52961085884 | 19052.55888325765 | 33333333.33333333 | 50
xf_5091_to_5237_3 | 0.0 | Yg | [1.21e-007 1.21e-007 1.21e-007] | [3.851549622823868e-010 3.851549622823868e-010 3.851549622823868e-010] | [64302.38623099457000 64302.38623099457000 64302.38623099457000] | Yg | [0.07839069609571682 0.07839069609571682 0.07839069609571682] | [0.01032463673211541 0.01032463673211541 0.01032463673211541] | [19052.55888325765000 19052.55888325765000 19052.55888325765000] | [121000000 121000000 121000000] | [385154.9622823868 385154.9622823868 385154.9622823868] | [0 0 0 0] | [0 0 0 0] | [0 0 0 0] | [0 0 0 0] | [0 0 0 0] | [0 0 0 0] | 63508.52961085884 | 19052.55888325765 | 33333333.33333333 | 50
xf_5092_to_5177_4 | 0.0 | Yg | [1.21e-007 1.21e-007 1.21e-007] | [3.851549622823868e-010 3.851549622823868e-010 3.851549622823868e-010] | [62063.07547691569000 62063.07547691569000 62063.07547691569000] | Yg | [0.0762737973564846 0.0762737973564846 0.0762737973564846] | [0.01464771915901871 0.01464771915901871 0.01464771915901871] | [19052.55888325765000 19052.55888325765000 19052.55888325765000] | [121000000 121000000 121000000] | [385154.9622823868 385154.9622823868 385154.9622823868] | [0 0 0 0] | [0 0 0 0] | [0 0 0 0] | [0 0 0 0] | [0 0 0 0] | [0 0 0 0] | 63508.52961085884 | 19052.55888325765 | 33333333.33333333 | 50
xf_5092_to_5177_5 | 0.0 | Yg | [1.21e-007 1.21e-007 1.21e-007] | [3.851549622823868e-010 3.851549622823868e-010 3.851549622823868e-010] | [62063.07547691569000 62063.07547691569000 62063.07547691569000] | Yg | [0.07441838944093676 0.07441838944093676 0.07441838944093676] | [0.01361008303159797 0.01361008303159797 0.01361008303159797] | [19052.55888325765000 19052.55888325765000 19052.55888325765000] | [121000000 121000000 121000000] | [385154.9622823868 385154.9622823868 385154.9622823868] | [0 0 0 0] | [0 0 0 0] | [0 0 0 0] | [0 0 0 0] | [0 0 0 0] | [0 0 0 0] | 63508.52961085884 | 19052.55888325765 | 33333333.33333333 | 50
xf_5092_to_5177_6 | 0.0 | Yg | [1.21e-007 1.21e-007 1.21e-007] | [3.851549622823868e-010 3.851549622823868e-010 3.851549622823868e-010] | [62063.07547691569000 62063.07547691569000 62063.07547691569000] | Yg | [0.07573470645717292 0.07573470645717292 0.07573470645717292] | [0.01340657007344472 0.01340657007344472 0.01340657007344472] | [19052.55888325765000 19052.55888325765000 19052.55888325765000] | [121000000 121000000 121000000] | [385154.9622823868 385154.9622823868 385154.9622823868] | [0 0 0 0] | [0 0 0 0] | [0 0 0 0] | [0 0 0 0] | [0 0 0 0] | [0 0 0 0] | 63508.52961085884 | 19052.55888325765 | 33333333.33333333 | 50
xf_5092_to_5224_1A | 0.0 | Yg | [1.21e-007 1.21e-007 1.21e-007] | [3.851549622823868e-010 3.851549622823868e-010 3.851549622823868e-010] | [61970.35302368383000 61970.35302368383000 61970.35302368383000] | Yg | [0 0 0] | [3.221949187247293e-006 3.221949187247293e-006 3.221949187247293e-006] | [577.3502691896258000 577.3502691896258000 577.3502691896258000] | [121000000 121000000 121000000] | [385154.9622823868 385154.9622823868 385154.9622823868] | [0 0 0 0] | [0 0 0 0] | [0 0 0 0] | [0 0 0 0] | [0 0 0 0] | [0 0 0 0] | 63508.52961085884 | 577.3502691896258 | 33333333.33333333 | 50
xf_5092_to_5225_2A | 0.0 | Yg | [1.21e-007 1.21e-007 1.21e-007] | [3.851549622823868e-010 3.851549622823868e-010 3.851549622823868e-010] | [61970.35302368383000 61970.35302368383000 61970.35302368383000] | Yg | [0 0 0] | [3.076036510299063e-006 3.076036510299063e-006 3.076036510299063e-006] | [577.3502691896258000 577.3502691896258000 577.3502691896258000] | [121000000 121000000 121000000] | [385154.9622823868 385154.9622823868 385154.9622823868] | [0 0 0 0] | [0 0 0 0] | [0 0 0 0] | [0 0 0 0] | [0 0 0 0] | [0 0 0 0] | 63508.52961085884 | 577.3502691896258 | 33333333.33333333 | 50
xf_5092_to_5226_3A | 0.0 | Yg | [1.21e-007 1.21e-007 1.21e-007] | [3.851549622823868e-010 3.851549622823868e-010 3.851549622823868e-010] | [61970.35302368383000 61970.35302368383000 61970.35302368383000] | Yg | [0 0 0] | [3.229014134909187e-006 3.229014134909187e-006 3.229014134909187e-006] | [577.3502691896258000 577.3502691896258000 577.3502691896258000] | [121000000 121000000 121000000] | [385154.9622823868 385154.9622823868 385154.9622823868] | [0 0 0 0] | [0 0 0 0] | [0 0 0 0] | [0 0 0 0] | [0 0 0 0] | [0 0 0 0] | 63508.52961085884 | 577.3502691896258 | 33333333.33333333 | 50
xf_5095_to_5178_1 | 0.0 | Yg | [1.21e-007 1.21e-007 1.21e-007] | [3.851549622823868e-010 3.851549622823868e-010 3.851549622823868e-010] | [63508.52961085884000 63508.52961085884000 63508.52961085884000] | Yg | [0.1697470845695357 0.1697470845695357 0.1697470845695357] | [0.01389034773026519 0.01389034773026519 0.01389034773026519] | [19052.55888325765000 19052.55888325765000 19052.55888325765000] | [121000000 121000000 121000000] | [385154.9622823868 385154.9622823868 385154.9622823868] | [0 0 0 0] | [0 0 0 0] | [0 0 0 0] | [0 0 0 0] | [0 0 0 0] | [0 0 0 0] | 63508.52961085884 | 19052.55888325765 | 33333333.33333333 | 50
xf_5095_to_5178_2 | 0.0 | Yg | [1.21e-007 1.21e-007 1.21e-007] | [3.851549622823868e-010 3.851549622823868e-010 3.851549622823868e-010] | [63508.52961085884000 63508.52961085884000 63508.52961085884000] | Yg | [0.1676358361345385 0.1676358361345385 0.1676358361345385] | [0.01345204306818385 0.01345204306818385 0.01345204306818385] | [19052.55888325765000 19052.55888325765000 19052.55888325765000] | [121000000 121000000 121000000] | [385154.9622823868 385154.9622823868 385154.9622823868] | [0 0 0 0] | [0 0 0 0] | [0 0 0 0] | [0 0 0 0] | [0 0 0 0] | [0 0 0 0] | 63508.52961085884 | 19052.55888325765 | 33333333.33333333 | 50
xf_5097_to_5204_1 | 0.0 | Yg | [1.21e-007 1.21e-007 1.21e-007] | [3.851549622823868e-010 3.851549622823868e-010 3.851549622823868e-010] | [63508.52961085884000 63508.52961085884000 63508.52961085884000] | Yg | [0.02612712780094745 0.02612712780094745 0.02612712780094745] | [0.002664447805426596 0.002664447805426596 0.002664447805426596] | [6350.852961085884000 6350.852961085884000 6350.852961085884000] | [121000000 121000000 121000000] | [385154.9622823868 385154.9622823868 385154.9622823868] | [0 0 0 0] | [0 0 0 0] | [0 0 0 0] | [0 0 0 0] | [0 0 0 0] | [0 0 0 0] | 63508.52961085884 | 6350.852961085884 | 33333333.33333333 | 50
xf_5098_to_5205_2 | 0.0 | Yg | [1.21e-007 1.21e-007 1.21e-007] | [3.851549622823868e-010 3.851549622823868e-010 3.851549622823868e-010] | [63508.52961085884000 63508.52961085884000 63508.52961085884000] | Yg | [0.02723296305579863 0.02723296305579863 0.02723296305579863] | [0.002562950895592456 0.002562950895592456 0.002562950895592456] | [6350.852961085884000 6350.852961085884000 6350.852961085884000] | [121000000 121000000 121000000] | [385154.9622823868 385154.9622823868 385154.9622823868] | [0 0 0 0] | [0 0 0 0] | [0 0 0 0] | [0 0 0 0] | [0 0 0 0] | [0 0 0 0] | 63508.52961085884 | 6350.852961085884 | 33333333.33333333 | 50
xf_5099_to_5206_1 | 0.0 | Yg | [1.21e-007 1.21e-007 1.21e-007] | [3.851549622823868e-010 3.851549622823868e-010 3.851549622823868e-010] | [63508.52961085884000 63508.52961085884000 63508.52961085884000] | Yg | [0.09476203645296381 0.09476203645296381 0.09476203645296381] | [0.008409434545697699 0.008409434545697699 0.008409434545697699] | [12701.70592217177000 12701.70592217177000 12701.70592217177000] | [121000000 121000000 121000000] | [385154.9622823868 385154.9622823868 385154.9622823868] | [0 0 0 0] | [0 0 0 0] | [0 0 0 0] | [0 0 0 0] | [0 0 0 0] | [0 0 0 0] | 63508.52961085884 | 12701.70592217177 | 33333333.33333333 | 50
xf_5099_to_5207_2 | 0.0 | Yg | [1.21e-007 1.21e-007 1.21e-007] | [3.851549622823868e-010 3.851549622823868e-010 3.851549622823868e-010] | [63508.52961085884000 63508.52961085884000 63508.52961085884000] | Yg | [0.0968565804567933 0.0968565804567933 0.0968565804567933] | [0.007878968826303925 0.007878968826303925 0.007878968826303925] | [12701.70592217177000 12701.70592217177000 12701.70592217177000] | [121000000 121000000 121000000] | [385154.9622823868 385154.9622823868 385154.9622823868] | [0 0 0 0] | [0 0 0 0] | [0 0 0 0] | [0 0 0 0] | [0 0 0 0] | [0 0 0 0] | 63508.52961085884 | 12701.70592217177 | 33333333.33333333 | 50
xf_5101_to_5096_3 | 0.0 | Yg | [1.21e-007 1.21e-007 1.21e-007] | [3.851549622823868e-010 3.851549622823868e-010 3.851549622823868e-010] | [59172.1672090294000 59172.1672090294000 59172.1672090294000] | Yg | [0.1747522396372207 0.1747522396372207 0.1747522396372207] | [0.01325645286085454 0.01325645286085454 0.01325645286085454] | [19052.55888325765000 19052.55888325765000 19052.55888325765000] | [121000000 121000000 121000000] | [385154.9622823868 385154.9622823868 385154.9622823868] | [0 0 0 0] | [0 0 0 0] | [0 0 0 0] | [0 0 0 0] | [0 0 0 0] | [0 0 0 0] | 63508.52961085884 | 19052.55888325765 | 33333333.33333333 | 50
xf_5101_to_5096_4 | 0.0 | Yg | [1.21e-007 1.21e-007 1.21e-007] | [3.851549622823868e-010 3.851549622823868e-010 3.851549622823868e-010] | [59172.1672090294000 59172.1672090294000 59172.1672090294000] | Yg | [0.182717167238092 0.182717167238092 0.182717167238092] | [0.01323091361374399 0.01323091361374399 0.01323091361374399] | [19052.55888325765000 19052.55888325765000 19052.55888325765000] | [121000000 121000000 121000000] | [385154.9622823868 385154.9622823868 385154.9622823868] | [0 0 0 0] | [0 0 0 0] | [0 0 0 0] | [0 0 0 0] | [0 0 0 0] | [0 0 0 0] | 63508.52961085884 | 19052.55888325765 | 33333333.33333333 | 50
xf_5101_to_5208_1 | 0.0 | Yg | [1.21e-007 1.21e-007 1.21e-007] | [3.851549622823868e-010 3.851549622823868e-010 3.851549622823868e-010] | [63508.52961085884000 63508.52961085884000 63508.52961085884000] | Yg | [0.02580433216340733 0.02580433216340733 0.02580433216340733] | [0.002654438292438688 0.002654438292438688 0.002654438292438688] | [6350.852961085884000 6350.852961085884000 6350.852961085884000] | [121000000 121000000 121000000] | [385154.9622823868 385154.9622823868 385154.9622823868] | [0 0 0 0] | [0 0 0 0] | [0 0 0 0] | [0 0 0 0] | [0 0 0 0] | [0 0 0 0] | 63508.52961085884 | 6350.852961085884 | 33333333.33333333 | 50
xf_5101_to_5209_2 | 0.0 | Yg | [1.21e-007 1.21e-007 1.21e-007] | [3.851549622823868e-010 3.851549622823868e-010 3.851549622823868e-010] | [62732.45537901414000 62732.45537901414000 62732.45537901414000] | Yg | [0.02643765590174215 0.02643765590174215 0.02643765590174215] | [0.002476818666304005 0.002476818666304005 0.002476818666304005] | [6350.852961085884000 6350.852961085884000 6350.852961085884000] | [121000000 121000000 121000000] | [385154.9622823868 385154.9622823868 385154.9622823868] | [0 0 0 0] | [0 0 0 0] | [0 0 0 0] | [0 0 0 0] | [0 0 0 0] | [0 0 0 0] | 63508.52961085884 | 6350.852961085884 | 33333333.33333333 | 50
xf_5104_to_5210_1 | 0.0 | Yg | [1.21e-007 1.21e-007 1.21e-007] | [3.851549622823868e-010 3.851549622823868e-010 3.851549622823868e-010] | [63508.52961085884000 63508.52961085884000 63508.52961085884000] | Yg | [0.02597009099303495 0.02597009099303495 0.02597009099303495] | [0.001869838268527186 0.001869838268527186 0.001869838268527186] | [6350.852961085884000 6350.852961085884000 6350.852961085884000] | [121000000 121000000 121000000] | [385154.9622823868 385154.9622823868 385154.9622823868] | [0 0 0 0] | [0 0 0 0] | [0 0 0 0] | [0 0 0 0] | [0 0 0 0] | [0 0 0 0] | 63508.52961085884 | 6350.852961085884 | 33333333.33333333 | 50
xf_5104_to_5210_2 | 0.0 | Yg | [1.21e-007 1.21e-007 1.21e-007] | [3.851549622823868e-010 3.851549622823868e-010 3.851549622823868e-010] | [63508.52961085884000 63508.52961085884000 63508.52961085884000] | Yg | [0.02561188157911981 0.02561188157911981 0.02561188157911981] | [0.001828150331989252 0.001828150331989252 0.001828150331989252] | [6350.852961085884000 6350.852961085884000 6350.852961085884000] | [121000000 121000000 121000000] | [385154.9622823868 385154.9622823868 385154.9622823868] | [0 0 0 0] | [0 0 0 0] | [0 0 0 0] | [0 0 0 0] | [0 0 0 0] | [0 0 0 0] | 63508.52961085884 | 6350.852961085884 | 33333333.33333333 | 50
xf_5105_to_5211_1 | 0.0 | Yg | [1.21e-007 1.21e-007 1.21e-007] | [3.851549622823868e-010 3.851549622823868e-010 3.851549622823868e-010] | [61126.95975045163000 61126.95975045163000 61126.95975045163000] | Yg | [0.04893293441564996 0.04893293441564996 0.04893293441564996] | [0.00306812389643969 0.00306812389643969 0.00306812389643969] | [6350.852961085884000 6350.852961085884000 6350.852961085884000] | [121000000 121000000 121000000] | [385154.9622823868 385154.9622823868 385154.9622823868] | [0 0 0 0] | [0 0 0 0] | [0 0 0 0] | [0 0 0 0] | [0 0 0 0] | [0 0 0 0] | 63508.52961085884 | 6350.852961085884 | 33333333.33333333 | 50
xf_5106_to_5211_2 | 0.0 | Yg | [1.21e-007 1.21e-007 1.21e-007] | [3.851549622823868e-010 3.851549622823868e-010 3.851549622823868e-010] | [61920.81637058737000 61920.81637058737000 61920.81637058737000] | Yg | [0.0463635890072947 0.0463635890072947 0.0463635890072947] | [0.00335084493579496 0.00335084493579496 0.00335084493579496] | [6350.852961085884000 6350.852961085884000 6350.852961085884000] | [121000000 121000000 121000000] | [385154.9622823868 385154.9622823868 385154.9622823868] | [0 0 0 0] | [0 0 0 0] | [0 0 0 0] | [0 0 0 0] | [0 0 0 0] | [0 0 0 0] | 63508.52961085884 | 6350.852961085884 | 33333333.33333333 | 50
xf_5109_to_5212_1 | 0.0 | Yg | [1.21e-007 1.21e-007 1.21e-007] | [3.851549622823868e-010 3.851549622823868e-010 3.851549622823868e-010] | [63508.52961085884000 63508.52961085884000 63508.52961085884000] | Yg | [0.06530838009803357 0.06530838009803357 0.06530838009803357] | [0.003836553623641839 0.003836553623641839 0.003836553623641839] | [6350.852961085884000 6350.852961085884000 6350.852961085884000] | [121000000 121000000 121000000] | [385154.9622823868 385154.9622823868 385154.9622823868] | [0 0 0 0] | [0 0 0 0] | [0 0 0 0] | [0 0 0 0] | [0 0 0 0] | [0 0 0 0] | 63508.52961085884 | 6350.852961085884 | 33333333.33333333 | 50
xf_5109_to_5212_2 | 0.0 | Yg | [1.21e-007 1.21e-007 1.21e-007] | [3.851549622823868e-010 3.851549622823868e-010 3.851549622823868e-010] | [63508.52961085884000 63508.52961085884000 63508.52961085884000] | Yg | [0.06855534411231308 0.06855534411231308 0.06855534411231308] | [0.003857275576404952 0.003857275576404952 0.003857275576404952] | [6350.852961085884000 6350.852961085884000 6350.852961085884000] | [121000000 121000000 121000000] | [385154.9622823868 385154.9622823868 385154.9622823868] | [0 0 0 0] | [0 0 0 0] | [0 0 0 0] | [0 0 0 0] | [0 0 0 0] | [0 0 0 0] | 63508.52961085884 | 6350.852961085884 | 33333333.33333333 | 50
xf_5110_to_5213_2 | 0.0 | Yg | [1.21e-007 1.21e-007 1.21e-007] | [3.851549622823868e-010 3.851549622823868e-010 3.851549622823868e-010] | [61920.81637058737000 61920.81637058737000 61920.81637058737000] | Yg | [0.1402934526395613 0.1402934526395613 0.1402934526395613] | [0.009716858040245614 0.009716858040245614 0.009716858040245614] | [12701.70592217177000 12701.70592217177000 12701.70592217177000] | [121000000 121000000 121000000] | [385154.9622823868 385154.9622823868 385154.9622823868] | [0 0 0 0] | [0 0 0 0] | [0 0 0 0] | [0 0 0 0] | [0 0 0 0] | [0 0 0 0] | 63508.52961085884 | 12701.70592217177 | 33333333.33333333 | 50
xf_5111_to_5213_1 | 0.0 | Yg | [1.21e-007 1.21e-007 1.21e-007] | [3.851549622823868e-010 3.851549622823868e-010 3.851549622823868e-010] | [61920.81637058737000 61920.81637058737000 61920.81637058737000] | Yg | [0.136426912269423 0.136426912269423 0.136426912269423] | [0.009955297020305738 0.009955297020305738 0.009955297020305738] | [12701.70592217177000 12701.70592217177000 12701.70592217177000] | [121000000 121000000 121000000] | [385154.9622823868 385154.9622823868 385154.9622823868] | [0 0 0 0] | [0 0 0 0] | [0 0 0 0] | [0 0 0 0] | [0 0 0 0] | [0 0 0 0] | 63508.52961085884 | 12701.70592217177 | 33333333.33333333 | 50
xf_5112_to_5214_1 | 0.0 | Yg | [1.21e-007 1.21e-007 1.21e-007] | [3.851549622823868e-010 3.851549622823868e-010 3.851549622823868e-010] | [63508.52961085884000 63508.52961085884000 63508.52961085884000] | Yg | [0.08206067595423036 0.08206067595423036 0.08206067595423036] | [0.009624036031990994 0.009624036031990994 0.009624036031990994] | [12701.70592217177000 12701.70592217177000 12701.70592217177000] | [121000000 121000000 121000000] | [385154.9622823868 385154.9622823868 385154.9622823868] | [0 0 0 0] | [0 0 0 0] | [0 0 0 0] | [0 0 0 0] | [0 0 0 0] | [0 0 0 0] | 63508.52961085884 | 12701.70592217177 | 33333333.33333333 | 50
xf_5112_to_5214_2 | 0.0 | Yg | [1.21e-007 1.21e-007 1.21e-007] | [3.851549622823868e-010 3.851549622823868e-010 3.851549622823868e-010] | [63508.52961085884000 63508.52961085884000 63508.52961085884000] | Yg | [0.0781260531170859 0.0781260531170859 0.0781260531170859] | [0.009667846512485263 0.009667846512485263 0.009667846512485263] | [12701.70592217177000 12701.70592217177000 12701.70592217177000] | [121000000 121000000 121000000] | [385154.9622823868 385154.9622823868 385154.9622823868] | [0 0 0 0] | [0 0 0 0] | [0 0 0 0] | [0 0 0 0] | [0 0 0 0] | [0 0 0 0] | 63508.52961085884 | 12701.70592217177 | 33333333.33333333 | 50
xf_5113_to_5035_1 | 0.0 | Yg | [1.21e-007 1.21e-007 1.21e-007] | [3.851549622823868e-010 3.851549622823868e-010 3.851549622823868e-010] | [62757.85879085848000 62757.85879085848000 62757.85879085848000] | Yg | [0 0 0] | [0.0007312232084779064 0.0007312232084779064 0.0007312232084779064] | [6350.852961085884000 6350.852961085884000 6350.852961085884000] | [121000000 121000000 121000000] | [385154.9622823868 385154.9622823868 385154.9622823868] | [0 0 0 0] | [0 0 0 0] | [0 0 0 0] | [0 0 0 0] | [0 0 0 0] | [0 0 0 0] | 63508.52961085884 | 6350.852961085884 | 33333333.33333333 | 50
xf_5113_to_5036_2 | 0.0 | Yg | [1.21e-007 1.21e-007 1.21e-007] | [3.851549622823868e-010 3.851549622823868e-010 3.851549622823868e-010] | [62757.85879085848000 62757.85879085848000 62757.85879085848000] | Yg | [0 0 0] | [0.0006747386290622625 0.0006747386290622625 0.0006747386290622625] | [6350.852961085884000 6350.852961085884000 6350.852961085884000] | [121000000 121000000 121000000] | [385154.9622823868 385154.9622823868 385154.9622823868] | [0 0 0 0] | [0 0 0 0] | [0 0 0 0] | [0 0 0 0] | [0 0 0 0] | [0 0 0 0] | 63508.52961085884 | 6350.852961085884 | 33333333.33333333 | 50
xf_5113_to_5215_3 | 0.0 | Yg | [1.21e-007 1.21e-007 1.21e-007] | [3.851549622823868e-010 3.851549622823868e-010 3.851549622823868e-010] | [64320.16861928561000 64320.16861928561000 64320.16861928561000] | Yg | [0.04276314493765944 0.04276314493765944 0.04276314493765944] | [0.007777045137868016 0.007777045137868016 0.007777045137868016] | [12701.70592217177000 12701.70592217177000 12701.70592217177000] | [121000000 121000000 121000000] | [385154.9622823868 385154.9622823868 385154.9622823868] | [0 0 0 0] | [0 0 0 0] | [0 0 0 0] | [0 0 0 0] | [0 0 0 0] | [0 0 0 0] | 63508.52961085884 | 12701.70592217177 | 33333333.33333333 | 50
xf_5113_to_5215_4 | 0.0 | Yg | [1.21e-007 1.21e-007 1.21e-007] | [3.851549622823868e-010 3.851549622823868e-010 3.851549622823868e-010] | [64320.16861928561000 64320.16861928561000 64320.16861928561000] | Yg | [0.04464817978355461 0.04464817978355461 0.04464817978355461] | [0.007647350203803243 0.007647350203803243 0.007647350203803243] | [12701.70592217177000 12701.70592217177000 12701.70592217177000] | [121000000 121000000 121000000] | [385154.9622823868 385154.9622823868 385154.9622823868] | [0 0 0 0] | [0 0 0 0] | [0 0 0 0] | [0 0 0 0] | [0 0 0 0] | [0 0 0 0] | 63508.52961085884 | 12701.70592217177 | 33333333.33333333 | 50
xf_5113_to_5215_5 | 0.0 | Yg | [1.21e-007 1.21e-007 1.21e-007] | [3.851549622823868e-010 3.851549622823868e-010 3.851549622823868e-010] | [64320.16861928561000 64320.16861928561000 64320.16861928561000] | Yg | [0.04306475443648641 0.04306475443648641 0.04306475443648641] | [0.007771080296290545 0.007771080296290545 0.007771080296290545] | [12701.70592217177000 12701.70592217177000 12701.70592217177000] | [121000000 121000000 121000000] | [385154.9622823868 385154.9622823868 385154.9622823868] | [0 0 0 0] | [0 0 0 0] | [0 0 0 0] | [0 0 0 0] | [0 0 0 0] | [0 0 0 0] | 63508.52961085884 | 12701.70592217177 | 33333333.33333333 | 50
xf_5117_to_5242_1 | 0.0 | Yg | [1.21e-007 1.21e-007 1.21e-007] | [3.851549622823868e-010 3.851549622823868e-010 3.851549622823868e-010] | [65507.14303771257000 65507.14303771257000 65507.14303771257000] | Yg | [0.008017794113956889 0.008017794113956889 0.008017794113956889] | [0.0007078919747256653 0.0007078919747256653 0.0007078919747256653] | [3810.511776651531000 3810.511776651531000 3810.511776651531000] | [121000000 121000000 121000000] | [385154.9622823868 385154.9622823868 385154.9622823868] | [0 0 0 0] | [0 0 0 0] | [0 0 0 0] | [0 0 0 0] | [0 0 0 0] | [0 0 0 0] | 63508.52961085884 | 3810.51177665153 | 33333333.33333333 | 50
xf_5118_to_5216_2 | 0.0 | Yg | [1.21e-007 1.21e-007 1.21e-007] | [3.851549622823868e-010 3.851549622823868e-010 3.851549622823868e-010] | [64973.03630368525000 64973.03630368525000 64973.03630368525000] | Yg | [0.1119233105300193 0.1119233105300193 0.1119233105300193] | [0.008117930318146614 0.008117930318146614 0.008117930318146614] | [12701.70592217177000 12701.70592217177000 12701.70592217177000] | [121000000 121000000 121000000] | [385154.9622823868 385154.9622823868 385154.9622823868] | [0 0 0 0] | [0 0 0 0] | [0 0 0 0] | [0 0 0 0] | [0 0 0 0] | [0 0 0 0] | 63508.52961085884 | 12701.70592217177 | 33333333.33333333 | 50
xf_5118_to_5216_3 | 0.0 | Yg | [1.21e-007 1.21e-007 1.21e-007] | [3.851549622823868e-010 3.851549622823868e-010 3.851549622823868e-010] | [64397.64902541087000 64397.64902541087000 64397.64902541087000] | Yg | [0.09527901656370603 0.09527901656370603 0.09527901656370603] | [0.008188847080803025 0.008188847080803025 0.008188847080803025] | [12701.70592217177000 12701.70592217177000 12701.70592217177000] | [121000000 121000000 121000000] | [385154.9622823868 385154.9622823868 385154.9622823868] | [0 0 0 0] | [0 0 0 0] | [0 0 0 0] | [0 0 0 0] | [0 0 0 0] | [0 0 0 0] | 63508.52961085884 | 12701.70592217177 | 33333333.33333333 | 50
xf_5119_to_5120_3 | 0.0 | Yg | [1.21e-007 1.21e-007 1.21e-007] | [3.851549622823868e-010 3.851549622823868e-010 3.851549622823868e-010] | [63508.52961085884000 63508.52961085884000 63508.52961085884000] | Yg | [0.04032558196242744 0.04032558196242744 0.04032558196242744] | [0.007689828283255089 0.007689828283255089 0.007689828283255089] | [12701.70592217177000 12701.70592217177000 12701.70592217177000] | [121000000 121000000 121000000] | [385154.9622823868 385154.9622823868 385154.9622823868] | [0 0 0 0] | [0 0 0 0] | [0 0 0 0] | [0 0 0 0] | [0 0 0 0] | [0 0 0 0] | 63508.52961085884 | 12701.70592217177 | 33333333.33333333 | 50
xf_5119_to_5120_4 | 0.0 | Yg | [1.21e-007 1.21e-007 1.21e-007] | [3.851549622823868e-010 3.851549622823868e-010 3.851549622823868e-010] | [53443.69783812994000 53443.69783812994000 53443.69783812994000] | Yg | [0.04135003517088572 0.04135003517088572 0.04135003517088572] | [0.00778626129891273 0.00778626129891273 0.00778626129891273] | [12701.70592217177000 12701.70592217177000 12701.70592217177000] | [121000000 121000000 121000000] | [385154.9622823868 385154.9622823868 385154.9622823868] | [0 0 0 0] | [0 0 0 0] | [0 0 0 0] | [0 0 0 0] | [0 0 0 0] | [0 0 0 0] | 63508.52961085884 | 12701.70592217177 | 33333333.33333333 | 50
xf_5121_to_5240_1 | 0.0 | Yg | [1.21e-007 1.21e-007 1.21e-007] | [3.851549622823868e-010 3.851549622823868e-010 3.851549622823868e-010] | [62778.18152033397000 62778.18152033397000 62778.18152033397000] | Yg | [0.1018151853780225 0.1018151853780225 0.1018151853780225] | [0.007179784658005969 0.007179784658005969 0.007179784658005969] | [12701.70592217177000 12701.70592217177000 12701.70592217177000] | [121000000 121000000 121000000] | [385154.9622823868 385154.9622823868 385154.9622823868] | [0 0 0 0] | [0 0 0 0] | [0 0 0 0] | [0 0 0 0] | [0 0 0 0] | [0 0 0 0] | 63508.52961085884 | 12701.70592217177 | 33333333.33333333 | 50
xf_5122_to_5217_1 | 0.0 | Yg | [1.21e-007 1.21e-007 1.21e-007] | [3.851549622823868e-010 3.851549622823868e-010 3.851549622823868e-010] | [61355.59045705072000 61355.59045705072000 61355.59045705072000] | Yg | [0.03148990712299944 0.03148990712299944 0.03148990712299944] | [0.007700505029864746 0.007700505029864746 0.007700505029864746] | [12701.70592217177000 12701.70592217177000 12701.70592217177000] | [121000000 121000000 121000000] | [385154.9622823868 385154.9622823868 385154.9622823868] | [0 0 0 0] | [0 0 0 0] | [0 0 0 0] | [0 0 0 0] | [0 0 0 0] | [0 0 0 0] | 63508.52961085884 | 12701.70592217177 | 33333333.33333333 | 50
xf_5122_to_5217_2 | 0.0 | Yg | [1.21e-007 1.21e-007 1.21e-007] | [3.851549622823868e-010 3.851549622823868e-010 3.851549622823868e-010] | [61355.59045705072000 61355.59045705072000 61355.59045705072000] | Yg | [0.03253812252510936 0.03253812252510936 0.03253812252510936] | [0.008146468159328924 0.008146468159328924 0.008146468159328924] | [12701.70592217177000 12701.70592217177000 12701.70592217177000] | [121000000 121000000 121000000] | [385154.9622823868 385154.9622823868 385154.9622823868] | [0 0 0 0] | [0 0 0 0] | [0 0 0 0] | [0 0 0 0] | [0 0 0 0] | [0 0 0 0] | 63508.52961085884 | 12701.70592217177 | 33333333.33333333 | 50
xf_5123_to_5218_1 | 0.0 | Yg | [1.21e-007 1.21e-007 1.21e-007] | [3.851549622823868e-010 3.851549622823868e-010 3.851549622823868e-010] | [63508.52961085884000 63508.52961085884000 63508.52961085884000] | Yg | [0.05663692630856874 0.05663692630856874 0.05663692630856874] | [0.00703282326244166 0.00703282326244166 0.00703282326244166] | [12701.70592217177000 12701.70592217177000 12701.70592217177000] | [121000000 121000000 121000000] | [385154.9622823868 385154.9622823868 385154.9622823868] | [0 0 0 0] | [0 0 0 0] | [0 0 0 0] | [0 0 0 0] | [0 0 0 0] | [0 0 0 0] | 63508.52961085884 | 12701.70592217177 | 33333333.33333333 | 50
xf_5123_to_5218_2 | 0.0 | Yg | [1.21e-007 1.21e-007 1.21e-007] | [3.851549622823868e-010 3.851549622823868e-010 3.851549622823868e-010] | [63508.52961085884000 63508.52961085884000 63508.52961085884000] | Yg | [0.08435502314510188 0.08435502314510188 0.08435502314510188] | [0.008752993796847568 0.008752993796847568 0.008752993796847568] | [12701.70592217177000 12701.70592217177000 12701.70592217177000] | [121000000 121000000 121000000] | [385154.9622823868 385154.9622823868 385154.9622823868] | [0 0 0 0] | [0 0 0 0] | [0 0 0 0] | [0 0 0 0] | [0 0 0 0] | [0 0 0 0] | 63508.52961085884 | 12701.70592217177 | 33333333.33333333 | 50
xf_5128_to_5044_1 | 0.0 | Yg | [1.21e-007 1.21e-007 1.21e-007] | [3.851549622823868e-010 3.851549622823868e-010 3.851549622823868e-010] | [63508.52961085884000 63508.52961085884000 63508.52961085884000] | Yg | [0 0 0] | [0.002617714590091405 0.002617714590091405 0.002617714590091405] | [12701.70592217177000 12701.70592217177000 12701.70592217177000] | [121000000 121000000 121000000] | [385154.9622823868 385154.9622823868 385154.9622823868] | [0 0 0 0] | [0 0 0 0] | [0 0 0 0] | [0 0 0 0] | [0 0 0 0] | [0 0 0 0] | 63508.52961085884 | 12701.70592217177 | 33333333.33333333 | 50
xf_5128_to_5219_2 | 0.0 | Yg | [1.21e-007 1.21e-007 1.21e-007] | [3.851549622823868e-010 3.851549622823868e-010 3.851549622823868e-010] | [63508.52961085884000 63508.52961085884000 63508.52961085884000] | Yg | [0.02924670987547237 0.02924670987547237 0.02924670987547237] | [0.003569106218360256 0.003569106218360256 0.003569106218360256] | [12701.70592217177000 12701.70592217177000 12701.70592217177000] | [121000000 121000000 121000000] | [385154.9622823868 385154.9622823868 385154.9622823868] | [0 0 0 0] | [0 0 0 0] | [0 0 0 0] | [0 0 0 0] | [0 0 0 0] | [0 0 0 0] | 63508.52961085884 | 12701.70592217177 | 33333333.33333333 | 50
xf_5129_to_5220_1 | 0.0 | Yg | [1.21e-007 1.21e-007 1.21e-007] | [3.851549622823868e-010 3.851549622823868e-010 3.851549622823868e-010] | [62696.89060243206000 62696.89060243206000 62696.89060243206000] | Yg | [0.04249636935887652 0.04249636935887652 0.04249636935887652] | [0.007721958237760782 0.007721958237760782 0.007721958237760782] | [12701.70592217177000 12701.70592217177000 12701.70592217177000] | [121000000 121000000 121000000] | [385154.9622823868 385154.9622823868 385154.9622823868] | [0 0 0 0] | [0 0 0 0] | [0 0 0 0] | [0 0 0 0] | [0 0 0 0] | [0 0 0 0] | 63508.52961085884 | 12701.70592217177 | 33333333.33333333 | 50
xf_5129_to_5220_2 | 0.0 | Yg | [1.21e-007 1.21e-007 1.21e-007] | [3.851549622823868e-010 3.851549622823868e-010 3.851549622823868e-010] | [63508.52961085884000 63508.52961085884000 63508.52961085884000] | Yg | [0.04327323535650429 0.04327323535650429 0.04327323535650429] | [0.007617330973824719 0.007617330973824719 0.007617330973824719] | [12701.70592217177000 12701.70592217177000 12701.70592217177000] | [121000000 121000000 121000000] | [385154.9622823868 385154.9622823868 385154.9622823868] | [0 0 0 0] | [0 0 0 0] | [0 0 0 0] | [0 0 0 0] | [0 0 0 0] | [0 0 0 0] | 63508.52961085884 | 12701.70592217177 | 33333333.33333333 | 50
xf_5130_to_5221_1 | 0.0 | Yg | [1.21e-007 1.21e-007 1.21e-007] | [3.851549622823868e-010 3.851549622823868e-010 3.851549622823868e-010] | [63508.52961085884000 63508.52961085884000 63508.52961085884000] | Yg | [0.2614566076717653 0.2614566076717653 0.2614566076717653] | [0.01411862351321096 0.01411862351321096 0.01411862351321096] | [12701.70592217177000 12701.70592217177000 12701.70592217177000] | [121000000 121000000 121000000] | [385154.9622823868 385154.9622823868 385154.9622823868] | [0 0 0 0] | [0 0 0 0] | [0 0 0 0] | [0 0 0 0] | [0 0 0 0] | [0 0 0 0] | 63508.52961085884 | 12701.70592217177 | 33333333.33333333 | 50
xf_5130_to_5221_2 | 0.0 | Yg | [1.21e-007 1.21e-007 1.21e-007] | [3.851549622823868e-010 3.851549622823868e-010 3.851549622823868e-010] | [62790.88322625613000 62790.88322625613000 62790.88322625613000] | Yg | [0.2870617372404289 0.2870617372404289 0.2870617372404289] | [0.01386825298855717 0.01386825298855717 0.01386825298855717] | [12701.70592217177000 12701.70592217177000 12701.70592217177000] | [121000000 121000000 121000000] | [385154.9622823868 385154.9622823868 385154.9622823868] | [0 0 0 0] | [0 0 0 0] | [0 0 0 0] | [0 0 0 0] | [0 0 0 0] | [0 0 0 0] | 63508.52961085884 | 12701.70592217177 | 33333333.33333333 | 50
xf_5131_to_5134_1 | 0.0 | Yg | [1.21e-007 1.21e-007 1.21e-007] | [3.851549622823868e-010 3.851549622823868e-010 3.851549622823868e-010] | [63508.52961085884000 63508.52961085884000 63508.52961085884000] | Yg | [0.08963725430402476 0.08963725430402476 0.08963725430402476] | [0.01320577981334868 0.01320577981334868 0.01320577981334868] | [19052.55888325765000 19052.55888325765000 19052.55888325765000] | [121000000 121000000 121000000] | [385154.9622823868 385154.9622823868 385154.9622823868] | [0 0 0 0] | [0 0 0 0] | [0 0 0 0] | [0 0 0 0] | [0 0 0 0] | [0 0 0 0] | 63508.52961085884 | 19052.55888325765 | 33333333.33333333 | 50
xf_5132_to_5133_2 | 0.0 | Yg | [1.21e-007 1.21e-007 1.21e-007] | [3.851549622823868e-010 3.851549622823868e-010 3.851549622823868e-010] | [63508.52961085884000 63508.52961085884000 63508.52961085884000] | Yg | [0.09123223205563391 0.09123223205563391 0.09123223205563391] | [0.01346909626512435 0.01346909626512435 0.01346909626512435] | [19052.55888325765000 19052.55888325765000 19052.55888325765000] | [121000000 121000000 121000000] | [385154.9622823868 385154.9622823868 385154.9622823868] | [0 0 0 0] | [0 0 0 0] | [0 0 0 0] | [0 0 0 0] | [0 0 0 0] | [0 0 0 0] | 63508.52961085884 | 19052.55888325765 | 33333333.33333333 | 50
xf_5135_to_5222_1 | 0.0 | Yg | [1.21e-007 1.21e-007 1.21e-007] | [3.851549622823868e-010 3.851549622823868e-010 3.851549622823868e-010] | [60460.12018953761000 60460.12018953761000 60460.12018953761000] | Yg | [0.01830109010147733 0.01830109010147733 0.01830109010147733] | [0.001994795039189877 0.001994795039189877 0.001994795039189877] | [6350.852961085884000 6350.852961085884000 6350.852961085884000] | [121000000 121000000 121000000] | [385154.9622823868 385154.9622823868 385154.9622823868] | [0 0 0 0] | [0 0 0 0] | [0 0 0 0] | [0 0 0 0] | [0 0 0 0] | [0 0 0 0] | 63508.52961085884 | 6350.852961085884 | 33333333.33333333 | 50
xf_5137_to_5048_1 | 0.0 | Yg | [1.21e-007 1.21e-007 1.21e-007] | [3.851549622823868e-010 3.851549622823868e-010 3.851549622823868e-010] | [65890.09947126604000 65890.09947126604000 65890.09947126604000] | Yg | [0.06123894921882529 0.06123894921882529 0.06123894921882529] | [0.005426108819364004 0.005426108819364004 0.005426108819364004] | [19052.55888325765000 19052.55888325765000 19052.55888325765000] | [121000000 121000000 121000000] | [385154.9622823868 385154.9622823868 385154.9622823868] | [0 0 0 0] | [0 0 0 0] | [0 0 0 0] | [0 0 0 0] | [0 0 0 0] | [0 0 0 0] | 63508.52961085884 | 19052.55888325765 | 33333333.33333333 | 50
xf_5137_to_5048_2 | 0.0 | Yg | [1.21e-007 1.21e-007 1.21e-007] | [3.851549622823868e-010 3.851549622823868e-010 3.851549622823868e-010] | [65890.09947126604000 65890.09947126604000 65890.09947126604000] | Yg | [0.05837680248953916 0.05837680248953916 0.05837680248953916] | [0.005634306266355027 0.005634306266355027 0.005634306266355027] | [19052.55888325765000 19052.55888325765000 19052.55888325765000] | [121000000 121000000 121000000] | [385154.9622823868 385154.9622823868 385154.9622823868] | [0 0 0 0] | [0 0 0 0] | [0 0 0 0] | [0 0 0 0] | [0 0 0 0] | [0 0 0 0] | 63508.52961085884 | 19052.55888325765 | 33333333.33333333 | 50
xf_5139_to_5004_1 | 0.0 | Yg | [4.840000000000002e-007 4.840000000000002e-007 4.840000000000002e-007] | [1.540619849129547e-009 1.540619849129547e-009 1.540619849129547e-009] | [138562.9099049718000 138562.9099049718000 138562.9099049718000] | Yg | [0.003347968686174609 0.003347968686174609 0.003347968686174609] | [0.0006451502731538825 0.0006451502731538825 0.0006451502731538825] | [7967.433714816836000 7967.433714816836000 7967.433714816836000] | [484000000.0000001 484000000.0000001 484000000.0000001] | [1540619.849129547 1540619.849129547 1540619.849129547] | [0 0 0 0] | [0 0 0 0] | [0 0 0 0] | [0 0 0 0] | [0 0 0 0] | [0 0 0 0] | 127017.0592217177 | 7967.433714816836 | 33333333.33333333 | 50
xf_5140_to_5005_2 | 0.0 | Yg | [4.840000000000002e-007 4.840000000000002e-007 4.840000000000002e-007] | [1.540619849129547e-009 1.540619849129547e-009 1.540619849129547e-009] | [138562.9099049718000 138562.9099049718000 138562.9099049718000] | Yg | [0.004215700095051522 0.004215700095051522 0.004215700095051522] | [0.0006331889276974695 0.0006331889276974695 0.0006331889276974695] | [7967.433714816836000 7967.433714816836000 7967.433714816836000] | [484000000.0000001 484000000.0000001 484000000.0000001] | [1540619.849129547 1540619.849129547 1540619.849129547] | [0 0 0 0] | [0 0 0 0] | [0 0 0 0] | [0 0 0 0] | [0 0 0 0] | [0 0 0 0] | 127017.0592217177 | 7967.433714816836 | 33333333.33333333 | 50
xf_5141_to_5006_1 | 0.0 | Yg | [4.840000000000002e-007 4.840000000000002e-007 4.840000000000002e-007] | [1.540619849129547e-009 1.540619849129547e-009 1.540619849129547e-009] | [138562.9099049718000 138562.9099049718000 138562.9099049718000] | Yg | [0.01048824496105491 0.01048824496105491 0.01048824496105491] | [0.001154232214861843 0.001154232214861843 0.001154232214861843] | [7967.433714816836000 7967.433714816836000 7967.433714816836000] | [484000000.0000001 484000000.0000001 484000000.0000001] | [1540619.849129547 1540619.849129547 1540619.849129547] | [0 0 0 0] | [0 0 0 0] | [0 0 0 0] | [0 0 0 0] | [0 0 0 0] | [0 0 0 0] | 127017.0592217177 | 7967.433714816836 | 33333333.33333333 | 50
xf_5143_to_5053_1 | 0.0 | Yg | [4.840000000000002e-007 4.840000000000002e-007 4.840000000000002e-007] | [1.540619849129547e-009 1.540619849129547e-009 1.540619849129547e-009] | [128744.491227133000 128744.491227133000 128744.491227133000] | Yg | [0.1869321332516613 0.1869321332516613 0.1869321332516613] | [0.04071409844077384 0.04071409844077384 0.04071409844077384] | [63508.52961085884000 63508.52961085884000 63508.52961085884000] | [484000000.0000001 484000000.0000001 484000000.0000001] | [1540619.849129547 1540619.849129547 1540619.849129547] | [0 0 0 0] | [0 0 0 0] | [0 0 0 0] | [0 0 0 0] | [0 0 0 0] | [0 0 0 0] | 127017.0592217177 | 63508.52961085884 | 33333333.33333333 | 50
xf_5143_to_5053_2 | 0.0 | Yg | [4.840000000000002e-007 4.840000000000002e-007 4.840000000000002e-007] | [1.540619849129547e-009 1.540619849129547e-009 1.540619849129547e-009] | [128744.491227133000 128744.491227133000 128744.491227133000] | Yg | [0.1725949353702136 0.1725949353702136 0.1725949353702136] | [0.04024179946751378 0.04024179946751378 0.04024179946751378] | [63508.52961085884000 63508.52961085884000 63508.52961085884000] | [484000000.0000001 484000000.0000001 484000000.0000001] | [1540619.849129547 1540619.849129547 1540619.849129547] | [0 0 0 0] | [0 0 0 0] | [0 0 0 0] | [0 0 0 0] | [0 0 0 0] | [0 0 0 0] | 127017.0592217177 | 63508.52961085884 | 33333333.33333333 | 50
xf_5144_to_5008_1 | 0.0 | Yg | [4.840000000000002e-007 4.840000000000002e-007 4.840000000000002e-007] | [1.540619849129547e-009 1.540619849129547e-009 1.540619849129547e-009] | [127017.0592217177000 127017.0592217177000 127017.0592217177000] | Yg | [0.005210947574639321 0.005210947574639321 0.005210947574639321] | [0.0007918780802757314 0.0007918780802757314 0.0007918780802757314] | [6350.852961085884000 6350.852961085884000 6350.852961085884000] | [484000000.0000001 484000000.0000001 484000000.0000001] | [1540619.849129547 1540619.849129547 1540619.849129547] | [0 0 0 0] | [0 0 0 0] | [0 0 0 0] | [0 0 0 0] | [0 0 0 0] | [0 0 0 0] | 127017.0592217177 | 6350.852961085884 | 33333333.33333333 | 50
xf_5145_to_5229_1 | 0.0 | Yg | [4.840000000000002e-007 4.840000000000002e-007 4.840000000000002e-007] | [1.540619849129547e-009 1.540619849129547e-009 1.540619849129547e-009] | [135666.9209547167000 135666.9209547167000 135666.9209547167000] | Yg | [0.009928632549855865 0.009928632549855865 0.009928632549855865] | [0.0006591663617706136 0.0006591663617706136 0.0006591663617706136] | [6350.852961085884000 6350.852961085884000 6350.852961085884000] | [484000000.0000001 484000000.0000001 484000000.0000001] | [1540619.849129547 1540619.849129547 1540619.849129547] | [0 0 0 0] | [0 0 0 0] | [0 0 0 0] | [0 0 0 0] | [0 0 0 0] | [0 0 0 0] | 127017.0592217177 | 6350.852961085884 | 33333333.33333333 | 50
xf_5146_to_5010_1 | 0.0 | Yg | [4.840000000000002e-007 4.840000000000002e-007 4.840000000000002e-007] | [1.540619849129547e-009 1.540619849129547e-009 1.540619849129547e-009] | [135666.9209547167000 135666.9209547167000 135666.9209547167000] | Yg | [0.006415934985612381 0.006415934985612381 0.006415934985612381] | [0.000511630057826933 0.000511630057826933 0.000511630057826933] | [7967.433714816836000 7967.433714816836000 7967.433714816836000] | [484000000.0000001 484000000.0000001 484000000.0000001] | [1540619.849129547 1540619.849129547 1540619.849129547] | [0 0 0 0] | [0 0 0 0] | [0 0 0 0] | [0 0 0 0] | [0 0 0 0] | [0 0 0 0] | 127017.0592217177 | 7967.433714816836 | 33333333.33333333 | 50
xf_5147_to_5230_1 | 0.0 | Yg | [4.840000000000002e-007 4.840000000000002e-007 4.840000000000002e-007] | [1.540619849129547e-009 1.540619849129547e-009 1.540619849129547e-009] | [135666.9209547167000 135666.9209547167000 135666.9209547167000] | Yg | [0.01925165599868143 0.01925165599868143 0.01925165599868143] | [0.001282664284800181 0.001282664284800181 0.001282664284800181] | [6350.852961085884000 6350.852961085884000 6350.852961085884000] | [484000000.0000001 484000000.0000001 484000000.0000001] | [1540619.849129547 1540619.849129547 1540619.849129547] | [0 0 0 0] | [0 0 0 0] | [0 0 0 0] | [0 0 0 0] | [0 0 0 0] | [0 0 0 0] | 127017.0592217177 | 6350.852961085884 | 33333333.33333333 | 50
xf_5148_to_5061_1 | 0.0 | Yg | [4.840000000000002e-007 4.840000000000002e-007 4.840000000000002e-007] | [1.540619849129547e-009 1.540619849129547e-009 1.540619849129547e-009] | [128453.6221615153000 128453.6221615153000 128453.6221615153000] | Yg | [0.3893026189843989 0.3893026189843989 0.3893026189843989] | [0.03773279122657777 0.03773279122657777 0.03773279122657777] | [63508.52961085884000 63508.52961085884000 63508.52961085884000] | [484000000.0000001 484000000.0000001 484000000.0000001] | [1540619.849129547 1540619.849129547 1540619.849129547] | [0 0 0 0] | [0 0 0 0] | [0 0 0 0] | [0 0 0 0] | [0 0 0 0] | [0 0 0 0] | 127017.0592217177 | 63508.52961085884 | 33333333.33333333 | 50
xf_5149_to_5063_1 | 0.0 | Yg | [4.840000000000002e-007 4.840000000000002e-007 4.840000000000002e-007] | [1.540619849129547e-009 1.540619849129547e-009 1.540619849129547e-009] | [129874.9430542063000 129874.9430542063000 129874.9430542063000] | Yg | [0.2452862336232186 0.2452862336232186 0.2452862336232186] | [0.03163386826837884 0.03163386826837884 0.03163386826837884] | [63508.52961085884000 63508.52961085884000 63508.52961085884000] | [484000000.0000001 484000000.0000001 484000000.0000001] | [1540619.849129547 1540619.849129547 1540619.849129547] | [0 0 0 0] | [0 0 0 0] | [0 0 0 0] | [0 0 0 0] | [0 0 0 0] | [0 0 0 0] | 127017.0592217177 | 63508.52961085884 | 33333333.33333333 | 50
xf_5149_to_5063_2 | 0.0 | Yg | [4.840000000000002e-007 4.840000000000002e-007 4.840000000000002e-007] | [1.540619849129547e-009 1.540619849129547e-009 1.540619849129547e-009] | [129874.9430542063000 129874.9430542063000 129874.9430542063000] | Yg | [0.232445498475172 0.232445498475172 0.232445498475172] | [0.03130937650860867 0.03130937650860867 0.03130937650860867] | [63508.52961085884000 63508.52961085884000 63508.52961085884000] | [484000000.0000001 484000000.0000001 484000000.0000001] | [1540619.849129547 1540619.849129547 1540619.849129547] | [0 0 0 0] | [0 0 0 0] | [0 0 0 0] | [0 0 0 0] | [0 0 0 0] | [0 0 0 0] | 127017.0592217177 | 63508.52961085884 | 33333333.33333333 | 50
xf_5150_to_5017_2 | 0.0 | Yg | [4.840000000000002e-007 4.840000000000002e-007 4.840000000000002e-007] | [1.540619849129547e-009 1.540619849129547e-009 1.540619849129547e-009] | [125556.3630406679000 125556.3630406679000 125556.3630406679000] | Yg | [0.004195290872933714 0.004195290872933714 0.004195290872933714] | [0.0005307298841477639 0.0005307298841477639 0.0005307298841477639] | [8371.578903249574000 8371.578903249574000 8371.578903249574000] | [484000000.0000001 484000000.0000001 484000000.0000001] | [1540619.849129547 1540619.849129547 1540619.849129547] | [0 0 0 0] | [0 0 0 0] | [0 0 0 0] | [0 0 0 0] | [0 0 0 0] | [0 0 0 0] | 127017.0592217177 | 8371.578903249574 | 33333333.33333333 | 50
xf_5150_to_5018_1 | 0.0 | Yg | [4.840000000000002e-007 4.840000000000002e-007 4.840000000000002e-007] | [1.540619849129547e-009 1.540619849129547e-009 1.540619849129547e-009] | [125556.3630406679000 125556.3630406679000 125556.3630406679000] | Yg | [0.007185445958847935 0.007185445958847935 0.007185445958847935] | [0.0008141853000457323 0.0008141853000457323 0.0008141853000457323] | [7621.023553303061000 7621.023553303061000 7621.023553303061000] | [484000000.0000001 484000000.0000001 484000000.0000001] | [1540619.849129547 1540619.849129547 1540619.849129547] | [0 0 0 0] | [0 0 0 0] | [0 0 0 0] | [0 0 0 0] | [0 0 0 0] | [0 0 0 0] | 127017.0592217177 | 7621.023553303061 | 33333333.33333333 | 50
xf_5151_to_5013_3 | 0.0 | Yg | [1.21e-007 1.21e-007 1.21e-007] | [3.851549622823868e-010 3.851549622823868e-010 3.851549622823868e-010] | [63508.52961085884000 63508.52961085884000 63508.52961085884000] | Yg | [0.0150722724019808 0.0150722724019808 0.0150722724019808] | [0.001518159506299595 0.001518159506299595 0.001518159506299595] | [6350.852961085884000 6350.852961085884000 6350.852961085884000] | [121000000 121000000 121000000] | [385154.9622823868 385154.9622823868 385154.9622823868] | [0 0 0 0] | [0 0 0 0] | [0 0 0 0] | [0 0 0 0] | [0 0 0 0] | [0 0 0 0] | 63508.52961085884 | 6639.528095680696 | 33333333.33333333 | 50
xf_5151_to_5016_6 | 0.0 | Yg | [1.21e-007 1.21e-007 1.21e-007] | [3.851549622823868e-010 3.851549622823868e-010 3.851549622823868e-010] | [62022.43001796474000 62022.43001796474000 62022.43001796474000] | Yg | [0.008118035408847217 0.008118035408847217 0.008118035408847217] | [0.0009263915292395716 0.0009263915292395716 0.0009263915292395716] | [6350.852961085884000 6350.852961085884000 6350.852961085884000] | [121000000 121000000 121000000] | [385154.9622823868 385154.9622823868 385154.9622823868] | [0 0 0 0] | [0 0 0 0] | [0 0 0 0] | [0 0 0 0] | [0 0 0 0] | [0 0 0 0] | 63508.52961085884 | 6639.528095680696 | 33333333.33333333 | 50
xf_5152_to_5014_4 | 0.0 | Yg | [1.21e-007 1.21e-007 1.21e-007] | [3.851549622823868e-010 3.851549622823868e-010 3.851549622823868e-010] | [63508.52961085884000 63508.52961085884000 63508.52961085884000] | Yg | [0.01587953556482379 0.01587953556482379 0.01587953556482379] | [0.001657435641292212 0.001657435641292212 0.001657435641292212] | [6350.852961085884000 6350.852961085884000 6350.852961085884000] | [121000000 121000000 121000000] | [385154.9622823868 385154.9622823868 385154.9622823868] | [0 0 0 0] | [0 0 0 0] | [0 0 0 0] | [0 0 0 0] | [0 0 0 0] | [0 0 0 0] | 63508.52961085884 | 6639.528095680696 | 33333333.33333333 | 50
xf_5152_to_5015_5 | 0.0 | Yg | [1.21e-007 1.21e-007 1.21e-007] | [3.851549622823868e-010 3.851549622823868e-010 3.851549622823868e-010] | [63508.52961085884000 63508.52961085884000 63508.52961085884000] | Yg | [0.01566562509703524 0.01566562509703524 0.01566562509703524] | [0.00166030031015177 0.00166030031015177 0.00166030031015177] | [6350.852961085884000 6350.852961085884000 6350.852961085884000] | [121000000 121000000 121000000] | [385154.9622823868 385154.9622823868 385154.9622823868] | [0 0 0 0] | [0 0 0 0] | [0 0 0 0] | [0 0 0 0] | [0 0 0 0] | [0 0 0 0] | 63508.52961085884 | 6639.528095680696 | 33333333.33333333 | 50
xf_5153_to_5070_1 | 0.0 | Yg | [4.840000000000002e-007 4.840000000000002e-007 4.840000000000002e-007] | [1.540619849129547e-009 1.540619849129547e-009 1.540619849129547e-009] | [127017.0592217177000 127017.0592217177000 127017.0592217177000] | Yg | [0.1367137646775712 0.1367137646775712 0.1367137646775712] | [0.03345966548441913 0.03345966548441913 0.03345966548441913] | [63508.52961085884000 63508.52961085884000 63508.52961085884000] | [484000000.0000001 484000000.0000001 484000000.0000001] | [1540619.849129547 1540619.849129547 1540619.849129547] | [0 0 0 0] | [0 0 0 0] | [0 0 0 0] | [0 0 0 0] | [0 0 0 0] | [0 0 0 0] | 127017.0592217177 | 63508.52961085884 | 33333333.33333333 | 50
xf_5153_to_5070_2 | 0.0 | Yg | [4.840000000000002e-007 4.840000000000002e-007 4.840000000000002e-007] | [1.540619849129547e-009 1.540619849129547e-009 1.540619849129547e-009] | [127017.0592217177000 127017.0592217177000 127017.0592217177000] | Yg | [0.1353438370101475 0.1353438370101475 0.1353438370101475] | [0.03168094058160247 0.03168094058160247 0.03168094058160247] | [63508.52961085884000 63508.52961085884000 63508.52961085884000] | [484000000.0000001 484000000.0000001 484000000.0000001] | [1540619.849129547 1540619.849129547 1540619.849129547] | [0 0 0 0] | [0 0 0 0] | [0 0 0 0] | [0 0 0 0] | [0 0 0 0] | [0 0 0 0] | 127017.0592217177 | 63508.52961085884 | 33333333.33333333 | 50
xf_5153_to_5071_3 | 0.0 | Yg | [4.840000000000002e-007 4.840000000000002e-007 4.840000000000002e-007] | [1.540619849129547e-009 1.540619849129547e-009 1.540619849129547e-009] | [127017.0592217177000 127017.0592217177000 127017.0592217177000] | Yg | [0.1316088535658964 0.1316088535658964 0.1316088535658964] | [0.03039258529143654 0.03039258529143654 0.03039258529143654] | [63508.52961085884000 63508.52961085884000 63508.52961085884000] | [484000000.0000001 484000000.0000001 484000000.0000001] | [1540619.849129547 1540619.849129547 1540619.849129547] | [0 0 0 0] | [0 0 0 0] | [0 0 0 0] | [0 0 0 0] | [0 0 0 0] | [0 0 0 0] | 127017.0592217177 | 63508.52961085884 | 33333333.33333333 | 50
xf_5155_to_5231_1 | 0.0 | Yg | [4.840000000000002e-007 4.840000000000002e-007 4.840000000000002e-007] | [1.540619849129547e-009 1.540619849129547e-009 1.540619849129547e-009] | [132789.9845633447000 132789.9845633447000 132789.9845633447000] | Yg | [0.02526252141773845 0.02526252141773845 0.02526252141773845] | [0.001502401363648372 0.001502401363648372 0.001502401363648372] | [6350.852961085884000 6350.852961085884000 6350.852961085884000] | [484000000.0000001 484000000.0000001 484000000.0000001] | [1540619.849129547 1540619.849129547 1540619.849129547] | [0 0 0 0] | [0 0 0 0] | [0 0 0 0] | [0 0 0 0] | [0 0 0 0] | [0 0 0 0] | 127017.0592217177 | 6350.852961085884 | 33333333.33333333 | 50
xf_5155_to_5233_3 | 0.0 | Yg | [4.840000000000002e-007 4.840000000000002e-007 4.840000000000002e-007] | [1.540619849129547e-009 1.540619849129547e-009 1.540619849129547e-009] | [132789.9845633447000 132789.9845633447000 132789.9845633447000] | Yg | [0.02416982623053544 0.02416982623053544 0.02416982623053544] | [0.001554544755277435 0.001554544755277435 0.001554544755277435] | [6350.852961085884000 6350.852961085884000 6350.852961085884000] | [484000000.0000001 484000000.0000001 484000000.0000001] | [1540619.849129547 1540619.849129547 1540619.849129547] | [0 0 0 0] | [0 0 0 0] | [0 0 0 0] | [0 0 0 0] | [0 0 0 0] | [0 0 0 0] | 127017.0592217177 | 6350.852961085884 | 33333333.33333333 | 50
xf_5156_to_5234_1 | 0.0 | Yg | [4.840000000000002e-007 4.840000000000002e-007 4.840000000000002e-007] | [1.540619849129547e-009 1.540619849129547e-009 1.540619849129547e-009] | [132535.9504449013000 132535.9504449013000 132535.9504449013000] | Yg | [0.01374035701188963 0.01374035701188963 0.01374035701188963] | [0.0008000825920371261 0.0008000825920371261 0.0008000825920371261] | [6350.852961085884000 6350.852961085884000 6350.852961085884000] | [484000000.0000001 484000000.0000001 484000000.0000001] | [1540619.849129547 1540619.849129547 1540619.849129547] | [0 0 0 0] | [0 0 0 0] | [0 0 0 0] | [0 0 0 0] | [0 0 0 0] | [0 0 0 0] | 127017.0592217177 | 6350.852961085884 | 33333333.33333333 | 50
xf_5157_to_5235_1 | 0.0 | Yg | [4.840000000000002e-007 4.840000000000002e-007 4.840000000000002e-007] | [1.540619849129547e-009 1.540619849129547e-009 1.540619849129547e-009] | [132789.9845633447000 132789.9845633447000 132789.9845633447000] | Yg | [0.02413141682564863 0.02413141682564863 0.02413141682564863] | [0.001406332004043521 0.001406332004043521 0.001406332004043521] | [6350.852961085884000 6350.852961085884000 6350.852961085884000] | [484000000.0000001 484000000.0000001 484000000.0000001] | [1540619.849129547 1540619.849129547 1540619.849129547] | [0 0 0 0] | [0 0 0 0] | [0 0 0 0] | [0 0 0 0] | [0 0 0 0] | [0 0 0 0] | 127017.0592217177 | 6350.852961085884 | 33333333.33333333 | 50
xf_5157_to_5236_2 | 0.0 | Yg | [4.840000000000002e-007 4.840000000000002e-007 4.840000000000002e-007] | [1.540619849129547e-009 1.540619849129547e-009 1.540619849129547e-009] | [132789.9845633447000 132789.9845633447000 132789.9845633447000] | Yg | [0.02362363533054309 0.02362363533054309 0.02362363533054309] | [0.00146277986586828 0.00146277986586828 0.00146277986586828] | [6350.852961085884000 6350.852961085884000 6350.852961085884000] | [484000000.0000001 484000000.0000001 484000000.0000001] | [1540619.849129547 1540619.849129547 1540619.849129547] | [0 0 0 0] | [0 0 0 0] | [0 0 0 0] | [0 0 0 0] | [0 0 0 0] | [0 0 0 0] | 127017.0592217177 | 6350.852961085884 | 33333333.33333333 | 50
xf_5158_to_5028_1 | 0.0 | Yg | [4.840000000000002e-007 4.840000000000002e-007 4.840000000000002e-007] | [1.540619849129547e-009 1.540619849129547e-009 1.540619849129547e-009] | [132789.9845633447000 132789.9845633447000 132789.9845633447000] | Yg | [0.01491078597014587 0.01491078597014587 0.01491078597014587] | [0.001111258700798911 0.001111258700798911 0.001111258700798911] | [6350.852961085884000 6350.852961085884000 6350.852961085884000] | [484000000.0000001 484000000.0000001 484000000.0000001] | [1540619.849129547 1540619.849129547 1540619.849129547] | [0 0 0 0] | [0 0 0 0] | [0 0 0 0] | [0 0 0 0] | [0 0 0 0] | [0 0 0 0] | 127017.0592217177 | 6350.852961085884 | 33333333.33333333 | 50
xf_5161_to_5031_1 | 0.0 | Yg | [4.840000000000002e-007 4.840000000000002e-007 4.840000000000002e-007] | [1.540619849129547e-009 1.540619849129547e-009 1.540619849129547e-009] | [138562.9099049718000 138562.9099049718000 138562.9099049718000] | Yg | [0.005419094908174852 0.005419094908174852 0.005419094908174852] | [0.0009350211300205017 0.0009350211300205017 0.0009350211300205017] | [10392.30484541326000 10392.30484541326000 10392.30484541326000] | [484000000.0000001 484000000.0000001 484000000.0000001] | [1540619.849129547 1540619.849129547 1540619.849129547] | [0 0 0 0] | [0 0 0 0] | [0 0 0 0] | [0 0 0 0] | [0 0 0 0] | [0 0 0 0] | 127017.0592217177 | 10392.30484541326 | 33333333.33333333 | 50
xf_5161_to_5032_2 | 0.0 | Yg | [4.840000000000002e-007 4.840000000000002e-007 4.840000000000002e-007] | [1.540619849129547e-009 1.540619849129547e-009 1.540619849129547e-009] | [138562.9099049718000 138562.9099049718000 138562.9099049718000] | Yg | [0.005879012853245155 0.005879012853245155 0.005879012853245155] | [0.0009534432381712144 0.0009534432381712144 0.0009534432381712144] | [10392.30484541326000 10392.30484541326000 10392.30484541326000] | [484000000.0000001 484000000.0000001 484000000.0000001] | [1540619.849129547 1540619.849129547 1540619.849129547] | [0 0 0 0] | [0 0 0 0] | [0 0 0 0] | [0 0 0 0] | [0 0 0 0] | [0 0 0 0] | 127017.0592217177 | 10392.30484541326 | 33333333.33333333 | 50
xf_5161_to_5033_3 | 0.0 | Yg | [4.840000000000002e-007 4.840000000000002e-007 4.840000000000002e-007] | [1.540619849129547e-009 1.540619849129547e-009 1.540619849129547e-009] | [138562.9099049718000 138562.9099049718000 138562.9099049718000] | Yg | [0.005163131729859268 0.005163131729859268 0.005163131729859268] | [0.0008754066915802752 0.0008754066915802752 0.0008754066915802752] | [10392.30484541326000 10392.30484541326000 10392.30484541326000] | [484000000.0000001 484000000.0000001 484000000.0000001] | [1540619.849129547 1540619.849129547 1540619.849129547] | [0 0 0 0] | [0 0 0 0] | [0 0 0 0] | [0 0 0 0] | [0 0 0 0] | [0 0 0 0] | 127017.0592217177 | 10392.30484541326 | 33333333.33333333 | 50
xf_5162_to_5090_1 | 0.0 | Yg | [4.840000000000002e-007 4.840000000000002e-007 4.840000000000002e-007] | [1.540619849129547e-009 1.540619849129547e-009 1.540619849129547e-009] | [127017.0592217177000 127017.0592217177000 127017.0592217177000] | Yg | [0.1436453965227864 0.1436453965227864 0.1436453965227864] | [0.03161211623505692 0.03161211623505692 0.03161211623505692] | [63508.52961085884000 63508.52961085884000 63508.52961085884000] | [484000000.0000001 484000000.0000001 484000000.0000001] | [1540619.849129547 1540619.849129547 1540619.849129547] | [0 0 0 0] | [0 0 0 0] | [0 0 0 0] | [0 0 0 0] | [0 0 0 0] | [0 0 0 0] | 127017.0592217177 | 63508.52961085884 | 33333333.33333333 | 50
xf_5162_to_5090_2 | 0.0 | Yg | [4.840000000000002e-007 4.840000000000002e-007 4.840000000000002e-007] | [1.540619849129547e-009 1.540619849129547e-009 1.540619849129547e-009] | [128426.9485790788000 128426.9485790788000 128426.9485790788000] | Yg | [0.1340595519904093 0.1340595519904093 0.1340595519904093] | [0.03389567653902462 0.03389567653902462 0.03389567653902462] | [63508.52961085884000 63508.52961085884000 63508.52961085884000] | [484000000.0000001 484000000.0000001 484000000.0000001] | [1540619.849129547 1540619.849129547 1540619.849129547] | [0 0 0 0] | [0 0 0 0] | [0 0 0 0] | [0 0 0 0] | [0 0 0 0] | [0 0 0 0] | 127017.0592217177 | 63508.52961085884 | 33333333.33333333 | 50
xf_5162_to_5090_3 | 0.0 | Yg | [4.840000000000002e-007 4.840000000000002e-007 4.840000000000002e-007] | [1.540619849129547e-009 1.540619849129547e-009 1.540619849129547e-009] | [128426.9485790788000 128426.9485790788000 128426.9485790788000] | Yg | [0.1427379065926545 0.1427379065926545 0.1427379065926545] | [0.03267494063691433 0.03267494063691433 0.03267494063691433] | [63508.52961085884000 63508.52961085884000 63508.52961085884000] | [484000000.0000001 484000000.0000001 484000000.0000001] | [1540619.849129547 1540619.849129547 1540619.849129547] | [0 0 0 0] | [0 0 0 0] | [0 0 0 0] | [0 0 0 0] | [0 0 0 0] | [0 0 0 0] | 127017.0592217177 | 63508.52961085884 | 33333333.33333333 | 50
xf_5162_to_5090_4 | 0.0 | Yg | [4.840000000000002e-007 4.840000000000002e-007 4.840000000000002e-007] | [1.540619849129547e-009 1.540619849129547e-009 1.540619849129547e-009] | [127017.0592217177000 127017.0592217177000 127017.0592217177000] | Yg | [0.1346014120545125 0.1346014120545125 0.1346014120545125] | [0.03357925293354559 0.03357925293354559 0.03357925293354559] | [63508.52961085884000 63508.52961085884000 63508.52961085884000] | [484000000.0000001 484000000.0000001 484000000.0000001] | [1540619.849129547 1540619.849129547 1540619.849129547] | [0 0 0 0] | [0 0 0 0] | [0 0 0 0] | [0 0 0 0] | [0 0 0 0] | [0 0 0 0] | 127017.0592217177 | 63508.52961085884 | 33333333.33333333 | 50
xf_5163_to_5095_3 | 0.0 | Yg | [4.840000000000002e-007 4.840000000000002e-007 4.840000000000002e-007] | [1.540619849129547e-009 1.540619849129547e-009 1.540619849129547e-009] | [131326.7480411106000 131326.7480411106000 131326.7480411106000] | Yg | [0.1331508964379773 0.1331508964379773 0.1331508964379773] | [0.03131909915046816 0.03131909915046816 0.03131909915046816] | [63508.52961085884000 63508.52961085884000 63508.52961085884000] | [484000000.0000001 484000000.0000001 484000000.0000001] | [1540619.849129547 1540619.849129547 1540619.849129547] | [0 0 0 0] | [0 0 0 0] | [0 0 0 0] | [0 0 0 0] | [0 0 0 0] | [0 0 0 0] | 127017.0592217177 | 63508.52961085884 | 33333333.33333333 | 50
xf_5163_to_5095_4 | 0.0 | Yg | [4.840000000000002e-007 4.840000000000002e-007 4.840000000000002e-007] | [1.540619849129547e-009 1.540619849129547e-009 1.540619849129547e-009] | [131326.7480411106000 131326.7480411106000 131326.7480411106000] | Yg | [0.1285394384887726 0.1285394384887726 0.1285394384887726] | [0.03043700173236447 0.03043700173236447 0.03043700173236447] | [63508.52961085884000 63508.52961085884000 63508.52961085884000] | [484000000.0000001 484000000.0000001 484000000.0000001] | [1540619.849129547 1540619.849129547 1540619.849129547] | [0 0 0 0] | [0 0 0 0] | [0 0 0 0] | [0 0 0 0] | [0 0 0 0] | [0 0 0 0] | 127017.0592217177 | 63508.52961085884 | 33333333.33333333 | 50
xf_5164_to_5039_3 | 0.0 | Yg | [4.840000000000002e-007 4.840000000000002e-007 4.840000000000002e-007] | [1.540619849129547e-009 1.540619849129547e-009 1.540619849129547e-009] | [135666.9209547167000 135666.9209547167000 135666.9209547167000] | Yg | [0.01049395735186578 0.01049395735186578 0.01049395735186578] | [0.001448188279244848 0.001448188279244848 0.001448188279244848] | [9237.604307034013000 9237.604307034013000 9237.604307034013000] | [484000000.0000001 484000000.0000001 484000000.0000001] | [1540619.849129547 1540619.849129547 1540619.849129547] | [0 0 0 0] | [0 0 0 0] | [0 0 0 0] | [0 0 0 0] | [0 0 0 0] | [0 0 0 0] | 127017.0592217177 | 9237.604307034013 | 33333333.33333333 | 50
xf_5165_to_5040_4 | 0.0 | Yg | [4.840000000000002e-007 4.840000000000002e-007 4.840000000000002e-007] | [1.540619849129547e-009 1.540619849129547e-009 1.540619849129547e-009] | [135666.9209547167000 135666.9209547167000 135666.9209547167000] | Yg | [0.0111170024402666 0.0111170024402666 0.0111170024402666] | [0.001382275155059447 0.001382275155059447 0.001382275155059447] | [9237.604307034013000 9237.604307034013000 9237.604307034013000] | [484000000.0000001 484000000.0000001 484000000.0000001] | [1540619.849129547 1540619.849129547 1540619.849129547] | [0 0 0 0] | [0 0 0 0] | [0 0 0 0] | [0 0 0 0] | [0 0 0 0] | [0 0 0 0] | 127017.0592217177 | 9237.604307034013 | 33333333.33333333 | 50
xf_5166_to_5041_5 | 0.0 | Yg | [4.840000000000002e-007 4.840000000000002e-007 4.840000000000002e-007] | [1.540619849129547e-009 1.540619849129547e-009 1.540619849129547e-009] | [135666.9209547167000 135666.9209547167000 135666.9209547167000] | Yg | [0.01091762582967281 0.01091762582967281 0.01091762582967281] | [0.001461629118105683 0.001461629118105683 0.001461629118105683] | [9237.604307034013000 9237.604307034013000 9237.604307034013000] | [484000000.0000001 484000000.0000001 484000000.0000001] | [1540619.849129547 1540619.849129547 1540619.849129547] | [0 0 0 0] | [0 0 0 0] | [0 0 0 0] | [0 0 0 0] | [0 0 0 0] | [0 0 0 0] | 127017.0592217177 | 9237.604307034013 | 33333333.33333333 | 50
xf_5167_to_5042_6 | 0.0 | Yg | [4.840000000000002e-007 4.840000000000002e-007 4.840000000000002e-007] | [1.540619849129547e-009 1.540619849129547e-009 1.540619849129547e-009] | [135666.9209547167000 135666.9209547167000 135666.9209547167000] | Yg | [0.01268108093538284 0.01268108093538284 0.01268108093538284] | [0.001388466645599391 0.001388466645599391 0.001388466645599391] | [9237.604307034013000 9237.604307034013000 9237.604307034013000] | [484000000.0000001 484000000.0000001 484000000.0000001] | [1540619.849129547 1540619.849129547 1540619.849129547] | [0 0 0 0] | [0 0 0 0] | [0 0 0 0] | [0 0 0 0] | [0 0 0 0] | [0 0 0 0] | 127017.0592217177 | 9237.604307034013 | 33333333.33333333 | 50
xf_5169_to_5118_1 | 0.0 | Yg | [4.840000000000002e-007 4.840000000000002e-007 4.840000000000002e-007] | [1.540619849129547e-009 1.540619849129547e-009 1.540619849129547e-009] | [128456.1625026998000 128456.1625026998000 128456.1625026998000] | Yg | [0.1742665998553852 0.1742665998553852 0.1742665998553852] | [0.03256812165933417 0.03256812165933417 0.03256812165933417] | [63508.52961085884000 63508.52961085884000 63508.52961085884000] | [484000000.0000001 484000000.0000001 484000000.0000001] | [1540619.849129547 1540619.849129547 1540619.849129547] | [0 0 0 0] | [0 0 0 0] | [0 0 0 0] | [0 0 0 0] | [0 0 0 0] | [0 0 0 0] | 127017.0592217177 | 63508.52961085884 | 33333333.33333333 | 50
xf_5170_to_5119_1 | 0.0 | Yg | [4.840000000000002e-007 4.840000000000002e-007 4.840000000000002e-007] | [1.540619849129547e-009 1.540619849129547e-009 1.540619849129547e-009] | [128454.8923321075000 128454.8923321075000 128454.8923321075000] | Yg | [0.1412908952030891 0.1412908952030891 0.1412908952030891] | [0.03392900590367839 0.03392900590367839 0.03392900590367839] | [63508.52961085884000 63508.52961085884000 63508.52961085884000] | [484000000.0000001 484000000.0000001 484000000.0000001] | [1540619.849129547 1540619.849129547 1540619.849129547] | [0 0 0 0] | [0 0 0 0] | [0 0 0 0] | [0 0 0 0] | [0 0 0 0] | [0 0 0 0] | 127017.0592217177 | 63508.52961085884 | 33333333.33333333 | 50
xf_5170_to_5119_2 | 0.0 | Yg | [4.840000000000002e-007 4.840000000000002e-007 4.840000000000002e-007] | [1.540619849129547e-009 1.540619849129547e-009 1.540619849129547e-009] | [128454.8923321075000 128454.8923321075000 128454.8923321075000] | Yg | [0.1447283384237761 0.1447283384237761 0.1447283384237761] | [0.03231952994199837 0.03231952994199837 0.03231952994199837] | [63508.52961085884000 63508.52961085884000 63508.52961085884000] | [484000000.0000001 484000000.0000001 484000000.0000001] | [1540619.849129547 1540619.849129547 1540619.849129547] | [0 0 0 0] | [0 0 0 0] | [0 0 0 0] | [0 0 0 0] | [0 0 0 0] | [0 0 0 0] | 127017.0592217177 | 63508.52961085884 | 33333333.33333333 | 50
xf_5223_to_5022_1 | 0.0 | Yg | [1.21e-007 1.21e-007 1.21e-007] | [3.851549622823868e-010 3.851549622823868e-010 3.851549622823868e-010] | [66391.81685519183000 66391.81685519183000 66391.81685519183000] | Yg | [0.02629517381628453 0.02629517381628453 0.02629517381628453] | [0.001286435962431804 0.001286435962431804 0.001286435962431804] | [6350.852961085884000 6350.852961085884000 6350.852961085884000] | [121000000 121000000 121000000] | [385154.9622823868 385154.9622823868 385154.9622823868] | [0 0 0 0] | [0 0 0 0] | [0 0 0 0] | [0 0 0 0] | [0 0 0 0] | [0 0 0 0] | 63508.52961085884 | 6350.852961085884 | 33333333.33333333 | 50
xf_5223_to_5023_2 | 0.0 | Yg | [1.21e-007 1.21e-007 1.21e-007] | [3.851549622823868e-010 3.851549622823868e-010 3.851549622823868e-010] | [66391.81685519183000 66391.81685519183000 66391.81685519183000] | Yg | [0.02554813121171193 0.02554813121171193 0.02554813121171193] | [0.00127738026651375 0.00127738026651375 0.00127738026651375] | [6350.852961085884000 6350.852961085884000 6350.852961085884000] | [121000000 121000000 121000000] | [385154.9622823868 385154.9622823868 385154.9622823868] | [0 0 0 0] | [0 0 0 0] | [0 0 0 0] | [0 0 0 0] | [0 0 0 0] | [0 0 0 0] | 63508.52961085884 | 6350.852961085884 | 33333333.33333333 | 50
xf_5223_to_5026_5 | 0.0 | Yg | [1.21e-007 1.21e-007 1.21e-007] | [3.851549622823868e-010 3.851549622823868e-010 3.851549622823868e-010] | [66391.81685519183000 66391.81685519183000 66391.81685519183000] | Yg | [0.0261327423879077 0.0261327423879077 0.0261327423879077] | [0.001273269295093874 0.001273269295093874 0.001273269295093874] | [6350.852961085884000 6350.852961085884000 6350.852961085884000] | [121000000 121000000 121000000] | [385154.9622823868 385154.9622823868 385154.9622823868] | [0 0 0 0] | [0 0 0 0] | [0 0 0 0] | [0 0 0 0] | [0 0 0 0] | [0 0 0 0] | 63508.52961085884 | 6350.852961085884 | 33333333.33333333 | 50
xf_5223_to_5195_6 | 0.0 | Yg | [1.21e-007 1.21e-007 1.21e-007] | [3.851549622823868e-010 3.851549622823868e-010 3.851549622823868e-010] | [63508.52961085884000 63508.52961085884000 63508.52961085884000] | Yg | [0.4508362659582242 0.4508362659582242 0.4508362659582242] | [0.01691723868121816 0.01691723868121816 0.01691723868121816] | [12701.70592217177000 12701.70592217177000 12701.70592217177000] | [121000000 121000000 121000000] | [385154.9622823868 385154.9622823868 385154.9622823868] | [0 0 0 0] | [0 0 0 0] | [0 0 0 0] | [0 0 0 0] | [0 0 0 0] | [0 0 0 0] | 63508.52961085884 | 12701.70592217177 | 33333333.33333333 | 50
xf_5227_to_5008_2 | 0.0 | Yg | [4.840000000000002e-009 4.840000000000002e-009 4.840000000000002e-009] | [1.540619849129548e-011 1.540619849129548e-011 1.540619849129548e-011] | [12701.70592217177000 12701.70592217177000 12701.70592217177000] | Yg | [0.05547002247849603 0.05547002247849603 0.05547002247849603] | [0.002222224774381257 0.002222224774381257 0.002222224774381257] | [6350.852961085884000 6350.852961085884000 6350.852961085884000] | [4840000.000000002 4840000.000000002 4840000.000000002] | [15406.19849129547 15406.19849129547 15406.19849129547] | [0 0 0 0] | [0 0 0 0] | [0 0 0 0] | [0 0 0 0] | [0 0 0 0] | [0 0 0 0] | 12701.70592217177 | 6350.852961085884 | 33333333.33333333 | 50
xf_5238_to_5224_1B | 0.0 | Yg | [1.210000000000001e-009 1.210000000000001e-009 1.210000000000001e-009] | [3.851549622823869e-012 3.851549622823869e-012 3.851549622823869e-012] | [6639.528095680697000 6639.528095680697000 6639.528095680697000] | Yg | [0.000252429754182696 0.000252429754182696 0.000252429754182696] | [1.832028765221483e-005 1.832028765221483e-005 1.832028765221483e-005] | [577.3502691896258000 577.3502691896258000 577.3502691896258000] | [1210000 1210000 1210000] | [3851.549622823869 3851.549622823869 3851.549622823869] | [0 0 0 0] | [0 0 0 0] | [0 0 0 0] | [0 0 0 0] | [0 0 0 0] | [0 0 0 0] | 6350.852961085884 | 577.3502691896258 | 33333333.33333333 | 50
xf_5238_to_5224_1C | 0.0 | Yg | [1.210000000000001e-009 1.210000000000001e-009 1.210000000000001e-009] | [3.851549622823869e-012 3.851549622823869e-012 3.851549622823869e-012] | [6639.528095680697000 6639.528095680697000 6639.528095680697000] | Yg | [0.000252218547050189 0.000252218547050189 0.000252218547050189] | [1.950790441778429e-005 1.950790441778429e-005 1.950790441778429e-005] | [577.3502691896258000 577.3502691896258000 577.3502691896258000] | [1210000 1210000 1210000] | [3851.549622823869 3851.549622823869 3851.549622823869] | [0 0 0 0] | [0 0 0 0] | [0 0 0 0] | [0 0 0 0] | [0 0 0 0] | [0 0 0 0] | 6350.852961085884 | 577.3502691896258 | 33333333.33333333 | 50
xf_5238_to_5225_2B | 0.0 | Yg | [1.210000000000001e-009 1.210000000000001e-009 1.210000000000001e-009] | [3.851549622823869e-012 3.851549622823869e-012 3.851549622823869e-012] | [6639.528095680697000 6639.528095680697000 6639.528095680697000] | Yg | [0.0001576882879992021 0.0001576882879992021 0.0001576882879992021] | [1.742091678545426e-005 1.742091678545426e-005 1.742091678545426e-005] | [577.3502691896258000 577.3502691896258000 577.3502691896258000] | [1210000 1210000 1210000] | [3851.549622823869 3851.549622823869 3851.549622823869] | [0 0 0 0] | [0 0 0 0] | [0 0 0 0] | [0 0 0 0] | [0 0 0 0] | [0 0 0 0] | 6350.852961085884 | 577.3502691896258 | 33333333.33333333 | 50
xf_5238_to_5225_2C | 0.0 | Yg | [1.210000000000001e-009 1.210000000000001e-009 1.210000000000001e-009] | [3.851549622823869e-012 3.851549622823869e-012 3.851549622823869e-012] | [6639.528095680697000 6639.528095680697000 6639.528095680697000] | Yg | [0.000176542070519645 0.000176542070519645 0.000176542070519645] | [2.011770852776788e-005 2.011770852776788e-005 2.011770852776788e-005] | [577.3502691896258000 577.3502691896258000 577.3502691896258000] | [1210000 1210000 1210000] | [3851.549622823869 3851.549622823869 3851.549622823869] | [0 0 0 0] | [0 0 0 0] | [0 0 0 0] | [0 0 0 0] | [0 0 0 0] | [0 0 0 0] | 6350.852961085884 | 577.3502691896258 | 33333333.33333333 | 50
xf_5238_to_5226_3B | 0.0 | Yg | [1.210000000000001e-009 1.210000000000001e-009 1.210000000000001e-009] | [3.851549622823869e-012 3.851549622823869e-012 3.851549622823869e-012] | [6639.528095680697000 6639.528095680697000 6639.528095680697000] | Yg | [0.000202438429063652 0.000202438429063652 0.000202438429063652] | [1.912908448372661e-005 1.912908448372661e-005 1.912908448372661e-005] | [577.3502691896258000 577.3502691896258000 577.3502691896258000] | [1210000 1210000 1210000] | [3851.549622823869 3851.549622823869 3851.549622823869] | [0 0 0 0] | [0 0 0 0] | [0 0 0 0] | [0 0 0 0] | [0 0 0 0] | [0 0 0 0] | 6350.852961085884 | 577.3502691896258 | 33333333.33333333 | 50
xf_5238_to_5226_3C | 0.0 | Yg | [1.210000000000001e-009 1.210000000000001e-009 1.210000000000001e-009] | [3.851549622823869e-012 3.851549622823869e-012 3.851549622823869e-012] | [6639.528095680697000 6639.528095680697000 6639.528095680697000] | Yg | [0.0002008843335187061 0.0002008843335187061 0.0002008843335187061] | [1.824425957044981e-005 1.824425957044981e-005 1.824425957044981e-005] | [577.3502691896258000 577.3502691896258000 577.3502691896258000] | [1210000 1210000 1210000] | [3851.549622823869 3851.549622823869 3851.549622823869] | [0 0 0 0] | [0 0 0 0] | [0 0 0 0] | [0 0 0 0] | [0 0 0 0] | [0 0 0 0] | 6350.852961085884 | 577.3502691896258 | 33333333.33333333 | 50