## S-NEM2300-bus.ecf
Component | Description | Primary winding connection | Primary resistance [3] | Primary leakage inductance [3] | Primary winding voltage [3] | Secondary winding connection | Secondary resistance [3] | Secondary leakage inductance [3] | Secondary winding voltage [3] | Magnetization resistance [3] | Magnetization inductance [3] | Tertiary winding connection | Primary neutral resistance [4] | Primary neutral inductance [4] | Primary neutral capacitance [4] | Secondary neutral resistance [4] | Secondary neutral inductance [4] | Secondary neutral capacitance [4] | Tertiary neutral resistance [4] | Tertiary neutral inductance [4] | Tertiary neutral capacitance [4] | Base primary winding voltage | Base secondary winding voltage | Base tertiary winding voltage | Base power | Base frequency | Tertiary resistance [3] | Tertiary leakage inductance [3] | Tertiary winding voltage [3]
Transformers | Description | ConnexPrim | R1 | L1 | VnomPrim | ConnexSec | R2 | L2 | VnomSec | Rmag | Lmag | ConnexTer | Zn1R | Zn1L | Zn1C | Zn2R | Zn2L | Zn2C | Zn3R | Zn3L | Zn3C | vBasePrim | vBaseSec | vBaseTer | pBase | fBase | R3 | L3 | VnomTer
|  |  | (Ω) | (H) | (V) |  | (Ω) | (H) | (V) | (Ω) | (H) |  | (Ω) | (H) | (F) | (Ω) | (H) | (F) | (Ω) | (H) | (F) | (V) | (V) | (V) | (VA) | (Hz) | (Ω) | (H) | (V)
xf_1090_1091_1523_9 | 0.0 | Yg | [0.03914904900748493 0.03914904900748493 0.03914904900748493] | [0.06967303396178069 0.06967303396178069 0.06967303396178069] | [303108.8913245535000 303108.8913245535000 303108.8913245535000] | Yg | [0.09214016663351494 0.09214016663351494 0.09214016663351494] | [0.008598538197104469 0.008598538197104469 0.008598538197104469] | [199185.8428704209000 199185.8428704209000 199185.8428704209000] | [2500000000 2500000000 2500000000] | [7957747.154594767 7957747.154594767 7957747.154594767] | Yg | [0 0 0 0] | [0 0 0 0] | [0 0 0 0] | [0 0 0 0] | [0 0 0 0] | [0 0 0 0] | [0 0 0 0] | [0 0 0 0] | [0 0 0 0] | 288675.1345948129 | 190525.5888325765 | 19052.55888325765 | 33333333.33333333 | 50 | [0.009469788598226997 0.009469788598226997 0.009469788598226997] | [0.001555175964949527 0.001555175964949527 0.001555175964949527] | [19918.58428704209000 19918.58428704209000 19918.58428704209000]
xf_1092_1093_1525_1 | 0.0 | Yg | [0.07471044159822009 0.07471044159822009 0.07471044159822009] | [0.08644309703869379 0.08644309703869379 0.08644309703869379] | [303108.8913245535000 303108.8913245535000 303108.8913245535000] | Yg | [0.07728808488209733 0.07728808488209733 0.07728808488209733] | [0.002943442518985883 0.002943442518985883 0.002943442518985883] | [199185.8428704209000 199185.8428704209000 199185.8428704209000] | [2500000000 2500000000 2500000000] | [7957747.154594767 7957747.154594767 7957747.154594767] | Yg | [0 0 0 0] | [0 0 0 0] | [0 0 0 0] | [0 0 0 0] | [0 0 0 0] | [0 0 0 0] | [0 0 0 0] | [0 0 0 0] | [0 0 0 0] | 288675.1345948129 | 190525.5888325765 | 19052.55888325765 | 33333333.33333333 | 50 | [0.009782326217825802 0.009782326217825802 0.009782326217825802] | [0.001601401182451173 0.001601401182451173 0.001601401182451173] | [19918.58428704209000 19918.58428704209000 19918.58428704209000]
xf_1092_1093_1526_2 | 0.0 | Yg | [0.107945687142595 0.107945687142595 0.107945687142595] | [0.06134130826779052 0.06134130826779052 0.06134130826779052] | [303108.8913245535000 303108.8913245535000 303108.8913245535000] | Yg | [0.06324943181311951 0.06324943181311951 0.06324943181311951] | [0.01259762038540035 0.01259762038540035 0.01259762038540035] | [199185.8428704209000 199185.8428704209000 199185.8428704209000] | [2500000000 2500000000 2500000000] | [7957747.154594767 7957747.154594767 7957747.154594767] | Yg | [0 0 0 0] | [0 0 0 0] | [0 0 0 0] | [0 0 0 0] | [0 0 0 0] | [0 0 0 0] | [0 0 0 0] | [0 0 0 0] | [0 0 0 0] | 288675.1345948129 | 190525.5888325765 | 19052.55888325765 | 33333333.33333333 | 50 | [0.00971680282076884 0.00971680282076884 0.00971680282076884] | [0.001388105273338618 0.001388105273338618 0.001388105273338618] | [19918.58428704209000 19918.58428704209000 19918.58428704209000]
xf_1097_1098_1161_2 | 0.0 | Yg | [0.018007886659471 0.018007886659471 0.018007886659471] | [0.0756636015619071 0.0756636015619071 0.0756636015619071] | [303108.8913245535000 303108.8913245535000 303108.8913245535000] | Yg | [0.08209021792217025 0.08209021792217025 0.08209021792217025] | [0.005889129162668753 0.005889129162668753 0.005889129162668753] | [199185.8428704209000 199185.8428704209000 199185.8428704209000] | [2500000000 2500000000 2500000000] | [7957747.154594767 7957747.154594767 7957747.154594767] | Yg | [0 0 0 0] | [0 0 0 0] | [0 0 0 0] | [0 0 0 0] | [0 0 0 0] | [0 0 0 0] | [0 0 0 0] | [0 0 0 0] | [0 0 0 0] | 288675.1345948129 | 190525.5888325765 | 19052.55888325765 | 33333333.33333333 | 50 | [0.00815227486590446 0.00815227486590446 0.00815227486590446] | [0.001725268424699512 0.001725268424699512 0.001725268424699512] | [19918.58428704209000 19918.58428704209000 19918.58428704209000]
xf_1097_1098_1162_1 | 0.0 | Yg | [0.06006935851066315 0.06006935851066315 0.06006935851066315] | [0.06584753149839134 0.06584753149839134 0.06584753149839134] | [303108.8913245535000 303108.8913245535000 303108.8913245535000] | Yg | [0.06198824186493723 0.06198824186493723 0.06198824186493723] | [0.0106695487535193 0.0106695487535193 0.0106695487535193] | [199185.8428704209000 199185.8428704209000 199185.8428704209000] | [2500000000 2500000000 2500000000] | [7957747.154594767 7957747.154594767 7957747.154594767] | Yg | [0 0 0 0] | [0 0 0 0] | [0 0 0 0] | [0 0 0 0] | [0 0 0 0] | [0 0 0 0] | [0 0 0 0] | [0 0 0 0] | [0 0 0 0] | 288675.1345948129 | 190525.5888325765 | 19052.55888325765 | 33333333.33333333 | 50 | [0.008632101851051515 0.008632101851051515 0.008632101851051515] | [0.001676447802518647 0.001676447802518647 0.001676447802518647] | [19918.58428704209000 19918.58428704209000 19918.58428704209000]
xf_1099_1100_1532_10 | 0.0 | Yg | [0.1464659164083415 0.1464659164083415 0.1464659164083415] | [0.07935137242999619 0.07935137242999619 0.07935137242999619] | [303108.8913245535000 303108.8913245535000 303108.8913245535000] | Yg | [0.02497974578173191 0.02497974578173191 0.02497974578173191] | [0.005203138882116433 0.005203138882116433 0.005203138882116433] | [199185.8428704209000 199185.8428704209000 199185.8428704209000] | [2500000000 2500000000 2500000000] | [7957747.154594767 7957747.154594767 7957747.154594767] | Yg | [0 0 0 0] | [0 0 0 0] | [0 0 0 0] | [0 0 0 0] | [0 0 0 0] | [0 0 0 0] | [0 0 0 0] | [0 0 0 0] | [0 0 0 0] | 288675.1345948129 | 190525.5888325765 | 19052.55888325765 | 33333333.33333333 | 50 | [0.00815462893956132 0.00815462893956132 0.00815462893956132] | [0.001721722978911875 0.001721722978911875 0.001721722978911875] | [19918.58428704209000 19918.58428704209000 19918.58428704209000]
xf_1099_1100_1533_9 | 0.0 | Yg | [0.1034128287283245 0.1034128287283245 0.1034128287283245] | [0.06259485831829793 0.06259485831829793 0.06259485831829793] | [303108.8913245535000 303108.8913245535000 303108.8913245535000] | Yg | [0.04247146113555345 0.04247146113555345 0.04247146113555345] | [0.009769762759070783 0.009769762759070783 0.009769762759070783] | [199185.8428704209000 199185.8428704209000 199185.8428704209000] | [2500000000 2500000000 2500000000] | [7957747.154594767 7957747.154594767 7957747.154594767] | Yg | [0 0 0 0] | [0 0 0 0] | [0 0 0 0] | [0 0 0 0] | [0 0 0 0] | [0 0 0 0] | [0 0 0 0] | [0 0 0 0] | [0 0 0 0] | 288675.1345948129 | 190525.5888325765 | 19052.55888325765 | 33333333.33333333 | 50 | [0.008406709430711664 0.008406709430711664 0.008406709430711664] | [0.001601046820165505 0.001601046820165505 0.001601046820165505] | [19918.58428704209000 19918.58428704209000 19918.58428704209000]
xf_1106_1167_1536_3 | 0.0 | Yg | [0.008737433530808981 0.008737433530808981 0.008737433530808981] | [0 0 0] | [190525.5888325765000 190525.5888325765000 190525.5888325765000] | Yg | [1.69228920705636 1.69228920705636 1.69228920705636] | [0.07616547781952344 0.07616547781952344 0.07616547781952344] | [121936.376852849000 121936.376852849000 121936.376852849000] | [1089000000 1089000000 1089000000] | [3466394.660541481 3466394.660541481 3466394.660541481] | Yg | [0 0 0 0] | [0 0 0 0] | [0 0 0 0] | [0 0 0 0] | [0 0 0 0] | [0 0 0 0] | [0 0 0 0] | [0 0 0 0] | [0 0 0 0] | 190525.5888325765 | 127017.0592217177 | 19052.55888325765 | 33333333.33333333 | 50 | [0.198971557573407 0.198971557573407 0.198971557573407] | [0.002268444720969084 0.002268444720969084 0.002268444720969084] | [19052.55888325765000 19052.55888325765000 19052.55888325765000]
xf_1106_1167_1537_4 | 0.0 | Yg | [1.085524467601856 1.085524467601856 1.085524467601856] | [0 0 0] | [190525.5888325765000 190525.5888325765000 190525.5888325765000] | Yg | [1.327592085844267 1.327592085844267 1.327592085844267] | [0.08074763984507624 0.08074763984507624 0.08074763984507624] | [121936.376852849000 121936.376852849000 121936.376852849000] | [1089000000 1089000000 1089000000] | [3466394.660541481 3466394.660541481 3466394.660541481] | Yg | [0 0 0 0] | [0 0 0 0] | [0 0 0 0] | [0 0 0 0] | [0 0 0 0] | [0 0 0 0] | [0 0 0 0] | [0 0 0 0] | [0 0 0 0] | 190525.5888325765 | 127017.0592217177 | 19052.55888325765 | 33333333.33333333 | 50 | [0.2023307920391373 0.2023307920391373 0.2023307920391373] | [0.002304233037927038 0.002304233037927038 0.002304233037927038] | [19052.55888325765000 19052.55888325765000 19052.55888325765000]
xf_1118_1038_1039_1 | 0.0 | Yg | [0.152287913253466 0.152287913253466 0.152287913253466] | [0.02090364313685173 0.02090364313685173 0.02090364313685173] | [199763.1931396106000 199763.1931396106000 199763.1931396106000] | Yg | [0.001683875644464424 0.001683875644464424 0.001683875644464424] | [0.0002823711784197169 0.0002823711784197169 0.0002823711784197169] | [8891.194145520238000 8891.194145520238000 8891.194145520238000] | [1089000000 1089000000 1089000000] | [3466394.660541481 3466394.660541481 3466394.660541481] | Yg | [0 0 0 0] | [0 0 0 0] | [0 0 0 0] | [0 0 0 0] | [0 0 0 0] | [0 0 0 0] | [0 0 0 0] | [0 0 0 0] | [0 0 0 0] | 190525.5888325765 | 8891.194145520238 | 8891.194145520238 | 33333333.33333333 | 50 | [0.001926596887790135 0.001926596887790135 0.001926596887790135] | [0.0002628994458947316 0.0002628994458947316 0.0002628994458947316] | [8891.194145520238000 8891.194145520238000 8891.194145520238000]
xf_1118_1040_1041_2 | 0.0 | Yg | [0.1009584743801681 0.1009584743801681 0.1009584743801681] | [0.02607526242981188 0.02607526242981188 0.02607526242981188] | [199763.1931396106000 199763.1931396106000 199763.1931396106000] | Yg | [0.001807527850545699 0.001807527850545699 0.001807527850545699] | [0.000261070384387183 0.000261070384387183 0.000261070384387183] | [8891.194145520238000 8891.194145520238000 8891.194145520238000] | [1089000000 1089000000 1089000000] | [3466394.660541481 3466394.660541481 3466394.660541481] | Yg | [0 0 0 0] | [0 0 0 0] | [0 0 0 0] | [0 0 0 0] | [0 0 0 0] | [0 0 0 0] | [0 0 0 0] | [0 0 0 0] | [0 0 0 0] | 190525.5888325765 | 8891.194145520238 | 8891.194145520238 | 33333333.33333333 | 50 | [0.001953012776148553 0.001953012776148553 0.001953012776148553] | [0.0002627208034800328 0.0002627208034800328 0.0002627208034800328] | [8891.194145520238000 8891.194145520238000 8891.194145520238000]
xf_1118_1042_1043_3 | 0.0 | Yg | [0.1222910858992294 0.1222910858992294 0.1222910858992294] | [0.0250851439256447 0.0250851439256447 0.0250851439256447] | [199763.1931396106000 199763.1931396106000 199763.1931396106000] | Yg | [0.001898096817817619 0.001898096817817619 0.001898096817817619] | [0.0002742263806200806 0.0002742263806200806 0.0002742263806200806] | [8891.194145520238000 8891.194145520238000 8891.194145520238000] | [1089000000 1089000000 1089000000] | [3466394.660541481 3466394.660541481 3466394.660541481] | Yg | [0 0 0 0] | [0 0 0 0] | [0 0 0 0] | [0 0 0 0] | [0 0 0 0] | [0 0 0 0] | [0 0 0 0] | [0 0 0 0] | [0 0 0 0] | 190525.5888325765 | 8891.194145520238 | 8891.194145520238 | 33333333.33333333 | 50 | [0.001788904921210993 0.001788904921210993 0.001788904921210993] | [0.0002713435319397908 0.0002713435319397908 0.0002713435319397908] | [8891.194145520238000 8891.194145520238000 8891.194145520238000]
xf_1121_1123_1634_6 | 0.0 | Yg | [0 0 0] | [0.09112417936542054 0.09112417936542054 0.09112417936542054] | [303108.8913245535000 303108.8913245535000 303108.8913245535000] | Yg | [0 0 0] | [0.0008378792668151024 0.0008378792668151024 0.0008378792668151024] | [199185.8428704209000 199185.8428704209000 199185.8428704209000] | [2500000000 2500000000 2500000000] | [7957747.154594767 7957747.154594767 7957747.154594767] | Yg | [0 0 0 0] | [0 0 0 0] | [0 0 0 0] | [0 0 0 0] | [0 0 0 0] | [0 0 0 0] | [0 0 0 0] | [0 0 0 0] | [0 0 0 0] | 288675.1345948129 | 190525.5888325765 | 19052.55888325765 | 33333333.33333333 | 50 | [0 0 0] | [0.0017938719135802 0.0017938719135802 0.0017938719135802] | [19918.58428704209000 19918.58428704209000 19918.58428704209000]
xf_1121_1123_1635_7 | 0.0 | Yg | [0 0 0] | [0.07597538432881421 0.07597538432881421 0.07597538432881421] | [303108.8913245535000 303108.8913245535000 303108.8913245535000] | Yg | [0 0 0] | [0.006764898160931026 0.006764898160931026 0.006764898160931026] | [199185.8428704209000 199185.8428704209000 199185.8428704209000] | [2500000000 2500000000 2500000000] | [7957747.154594767 7957747.154594767 7957747.154594767] | Yg | [0 0 0 0] | [0 0 0 0] | [0 0 0 0] | [0 0 0 0] | [0 0 0 0] | [0 0 0 0] | [0 0 0 0] | [0 0 0 0] | [0 0 0 0] | 288675.1345948129 | 190525.5888325765 | 19052.55888325765 | 33333333.33333333 | 50 | [0 0 0] | [0.001678691262254371 0.001678691262254371 0.001678691262254371] | [19918.58428704209000 19918.58428704209000 19918.58428704209000]
xf_1148_1073_1074_1 | 0.0 | Yg | [0.5784795700564613 0.5784795700564613 0.5784795700564613] | [0.0286390384623936 0.0286390384623936 0.0286390384623936] | [199763.1931396106000 199763.1931396106000 199763.1931396106000] | Yg | [0.004402220789217244 0.004402220789217244 0.004402220789217244] | [0.0004191449211431746 0.0004191449211431746 0.0004191449211431746] | [7216.878364870323000 7216.878364870323000 7216.878364870323000] | [1089000000 1089000000 1089000000] | [3466394.660541481 3466394.660541481 3466394.660541481] | Yg | [0 0 0 0] | [0 0 0 0] | [0 0 0 0] | [0 0 0 0] | [0 0 0 0] | [0 0 0 0] | [0 0 0 0] | [0 0 0 0] | [0 0 0 0] | 190525.5888325765 | 7216.878364870323 | 7216.878364870323 | 33333333.33333333 | 50 | [0.004228455302233493 0.004228455302233493 0.004228455302233493] | [0.0004046399177007302 0.0004046399177007302 0.0004046399177007302] | [7216.878364870323000 7216.878364870323000 7216.878364870323000]
xf_1148_1075_1076_2 | 0.0 | Yg | [0.6099249012353158 0.6099249012353158 0.6099249012353158] | [0.0172786909216302 0.0172786909216302 0.0172786909216302] | [199763.1931396106000 199763.1931396106000 199763.1931396106000] | Yg | [0.004400659164255557 0.004400659164255557 0.004400659164255557] | [0.0004514187885836673 0.0004514187885836673 0.0004514187885836673] | [7216.878364870323000 7216.878364870323000 7216.878364870323000] | [1089000000 1089000000 1089000000] | [3466394.660541481 3466394.660541481 3466394.660541481] | Yg | [0 0 0 0] | [0 0 0 0] | [0 0 0 0] | [0 0 0 0] | [0 0 0 0] | [0 0 0 0] | [0 0 0 0] | [0 0 0 0] | [0 0 0 0] | 190525.5888325765 | 7216.878364870323 | 7216.878364870323 | 33333333.33333333 | 50 | [0.004339389541599306 0.004339389541599306 0.004339389541599306] | [0.0004536479952071079 0.0004536479952071079 0.0004536479952071079] | [7216.878364870323000 7216.878364870323000 7216.878364870323000]
xf_1148_1077_1078_3 | 0.0 | Yg | [0.1534579216330219 0.1534579216330219 0.1534579216330219] | [0.0444788294732089 0.0444788294732089 0.0444788294732089] | [190525.5888325765000 190525.5888325765000 190525.5888325765000] | Yg | [0.006488065581644338 0.006488065581644338 0.006488065581644338] | [0.0006092906667208269 0.0006092906667208269 0.0006092906667208269] | [7216.878364870323000 7216.878364870323000 7216.878364870323000] | [1089000000 1089000000 1089000000] | [3466394.660541481 3466394.660541481 3466394.660541481] | Yg | [0 0 0 0] | [0 0 0 0] | [0 0 0 0] | [0 0 0 0] | [0 0 0 0] | [0 0 0 0] | [0 0 0 0] | [0 0 0 0] | [0 0 0 0] | 190525.5888325765 | 7216.878364870323 | 7216.878364870323 | 33333333.33333333 | 50 | [0.006938983542803182 0.006938983542803182 0.006938983542803182] | [0.0005917696694891779 0.0005917696694891779 0.0005917696694891779] | [7216.878364870323000 7216.878364870323000 7216.878364870323000]
xf_1148_1079_1080_4 | 0.0 | Yg | [0.02452989076724784 0.02452989076724784 0.02452989076724784] | [0.03829612157292498 0.03829612157292498 0.03829612157292498] | [190525.5888325765000 190525.5888325765000 190525.5888325765000] | Yg | [0.00678518758906976 0.00678518758906976 0.00678518758906976] | [0.0006087868403998905 0.0006087868403998905 0.0006087868403998905] | [7216.878364870323000 7216.878364870323000 7216.878364870323000] | [1089000000 1089000000 1089000000] | [3466394.660541481 3466394.660541481 3466394.660541481] | Yg | [0 0 0 0] | [0 0 0 0] | [0 0 0 0] | [0 0 0 0] | [0 0 0 0] | [0 0 0 0] | [0 0 0 0] | [0 0 0 0] | [0 0 0 0] | 190525.5888325765 | 7216.878364870323 | 7216.878364870323 | 33333333.33333333 | 50 | [0.007162794203988964 0.007162794203988964 0.007162794203988964] | [0.0006252789644869908 0.0006252789644869908 0.0006252789644869908] | [7216.878364870323000 7216.878364870323000 7216.878364870323000]
xf_1273_1572_1573_1 | 0.0 | Yg | [1.002430657529058 1.002430657529058 1.002430657529058] | [0.01151421188549988 0.01151421188549988 0.01151421188549988] | [76210.2355330306000 76210.2355330306000 76210.2355330306000] | Yg | [0.2465993121684865 0.2465993121684865 0.2465993121684865] | [0.02598059414754631 0.02598059414754631 0.02598059414754631] | [38105.1177665153000 38105.1177665153000 38105.1177665153000] | [174240000 174240000 174240000] | [554623.1456866369 554623.1456866369 554623.1456866369] | Yg | [0 0 0 0] | [0 0 0 0] | [0 0 0 0] | [0 0 0 0] | [0 0 0 0] | [0 0 0 0] | [0 0 0 0] | [0 0 0 0] | [0 0 0 0] | 76210.2355330306 | 38105.1177665153 | 6350.852961085884 | 33333333.33333333 | 50 | [0.0139843146220671 0.0139843146220671 0.0139843146220671] | [0.001417700675513761 0.001417700675513761 0.001417700675513761] | [6350.852961085884000 6350.852961085884000 6350.852961085884000]
xf_1273_1572_1573_2 | 0.0 | Yg | [0.9703684038478628 0.9703684038478628 0.9703684038478628] | [0.02026801951267792 0.02026801951267792 0.02026801951267792] | [76210.2355330306000 76210.2355330306000 76210.2355330306000] | Yg | [0.2174937561298358 0.2174937561298358 0.2174937561298358] | [0.02169385604974049 0.02169385604974049 0.02169385604974049] | [38105.1177665153000 38105.1177665153000 38105.1177665153000] | [174240000 174240000 174240000] | [554623.1456866369 554623.1456866369 554623.1456866369] | Yg | [0 0 0 0] | [0 0 0 0] | [0 0 0 0] | [0 0 0 0] | [0 0 0 0] | [0 0 0 0] | [0 0 0 0] | [0 0 0 0] | [0 0 0 0] | 76210.2355330306 | 38105.1177665153 | 6350.852961085884 | 33333333.33333333 | 50 | [0.01490988034232509 0.01490988034232509 0.01490988034232509] | [0.001358315638829187 0.001358315638829187 0.001358315638829187] | [6350.852961085884000 6350.852961085884000 6350.852961085884000]
xf_1296_1504_1505_2 | 0.0 | Yg | [0.1896084157682717 0.1896084157682717 0.1896084157682717] | [0.09834662419305018 0.09834662419305018 0.09834662419305018] | [76210.2355330306000 76210.2355330306000 76210.2355330306000] | Yg | [0.1525410985079665 0.1525410985079665 0.1525410985079665] | [0.002523298882503468 0.002523298882503468 0.002523298882503468] | [38105.1177665153000 38105.1177665153000 38105.1177665153000] | [174240000 174240000 174240000] | [554623.1456866369 554623.1456866369 554623.1456866369] | Yg | [0 0 0 0] | [0 0 0 0] | [0 0 0 0] | [0 0 0 0] | [0 0 0 0] | [0 0 0 0] | [0 0 0 0] | [0 0 0 0] | [0 0 0 0] | 76210.2355330306 | 38105.1177665153 | 6350.852961085884 | 33333333.33333333 | 50 | [0.0187173979363535 0.0187173979363535 0.0187173979363535] | [0.0009466901994710429 0.0009466901994710429 0.0009466901994710429] | [6350.852961085884000 6350.852961085884000 6350.852961085884000]
xf_1296_1504_1506_1 | 0.0 | Yg | [0.2846425622900607 0.2846425622900607 0.2846425622900607] | [0.08945315208771776 0.08945315208771776 0.08945315208771776] | [76210.2355330306000 76210.2355330306000 76210.2355330306000] | Yg | [0.1347147737792106 0.1347147737792106 0.1347147737792106] | [0.004534440954692704 0.004534440954692704 0.004534440954692704] | [38105.1177665153000 38105.1177665153000 38105.1177665153000] | [174240000 174240000 174240000] | [554623.1456866369 554623.1456866369 554623.1456866369] | Yg | [0 0 0 0] | [0 0 0 0] | [0 0 0 0] | [0 0 0 0] | [0 0 0 0] | [0 0 0 0] | [0 0 0 0] | [0 0 0 0] | [0 0 0 0] | 76210.2355330306 | 38105.1177665153 | 6350.852961085884 | 33333333.33333333 | 50 | [0.01843748461067213 0.01843748461067213 0.01843748461067213] | [0.0008908011929766902 0.0008908011929766902 0.0008908011929766902] | [6350.852961085884000 6350.852961085884000 6350.852961085884000]
xf_1428_1501_1539_1 | 0.0 | Yg | [0.4521482717717751 0.4521482717717751 0.4521482717717751] | [0.09278774235770045 0.09278774235770045 0.09278774235770045] | [76210.2355330306000 76210.2355330306000 76210.2355330306000] | Yg | [0.08112921559436022 0.08112921559436022 0.08112921559436022] | [0.002604406133378799 0.002604406133378799 0.002604406133378799] | [38105.1177665153000 38105.1177665153000 38105.1177665153000] | [174240000 174240000 174240000] | [554623.1456866369 554623.1456866369 554623.1456866369] | Yg | [0 0 0 0] | [0 0 0 0] | [0 0 0 0] | [0 0 0 0] | [0 0 0 0] | [0 0 0 0] | [0 0 0 0] | [0 0 0 0] | [0 0 0 0] | 76210.2355330306 | 38105.1177665153 | 6350.852961085884 | 33333333.33333333 | 50 | [0 0 0] | [0.000987209451328472 0.000987209451328472 0.000987209451328472] | [6350.852961085884000 6350.852961085884000 6350.852961085884000]
xf_1428_1501_1540_2 | 0.0 | Yg | [0.2158260290599122 0.2158260290599122 0.2158260290599122] | [0.09235883636444665 0.09235883636444665 0.09235883636444665] | [76210.2355330306000 76210.2355330306000 76210.2355330306000] | Yg | [0.1883163076457867 0.1883163076457867 0.1883163076457867] | [0.005935119375893986 0.005935119375893986 0.005935119375893986] | [38105.1177665153000 38105.1177665153000 38105.1177665153000] | [174240000 174240000 174240000] | [554623.1456866369 554623.1456866369 554623.1456866369] | Yg | [0 0 0 0] | [0 0 0 0] | [0 0 0 0] | [0 0 0 0] | [0 0 0 0] | [0 0 0 0] | [0 0 0 0] | [0 0 0 0] | [0 0 0 0] | 76210.2355330306 | 38105.1177665153 | 6350.852961085884 | 33333333.33333333 | 50 | [0.02151117764916358 0.02151117764916358 0.02151117764916358] | [0.00103192109873698 0.00103192109873698 0.00103192109873698] | [6350.852961085884000 6350.852961085884000 6350.852961085884000]
xf_1430_1502_1542_1 | 0.0 | Yg | [0.2960322124534058 0.2960322124534058 0.2960322124534058] | [0.06365256558069166 0.06365256558069166 0.06365256558069166] | [76210.2355330306000 76210.2355330306000 76210.2355330306000] | Yg | [0.05074824993506389 0.05074824993506389 0.05074824993506389] | [0.001066329309390456 0.001066329309390456 0.001066329309390456] | [38105.1177665153000 38105.1177665153000 38105.1177665153000] | [174240000 174240000 174240000] | [554623.1456866369 554623.1456866369 554623.1456866369] | Yg | [0 0 0 0] | [0 0 0 0] | [0 0 0 0] | [0 0 0 0] | [0 0 0 0] | [0 0 0 0] | [0 0 0 0] | [0 0 0 0] | [0 0 0 0] | 76210.2355330306 | 38105.1177665153 | 6350.852961085884 | 33333333.33333333 | 50 | [0.005330407921186549 0.005330407921186549 0.005330407921186549] | [0.0004622047652918055 0.0004622047652918055 0.0004622047652918055] | [6350.852961085884000 6350.852961085884000 6350.852961085884000]
xf_1430_1502_1543_2 | 0.0 | Yg | [0.3338586669656581 0.3338586669656581 0.3338586669656581] | [0.06509248730869033 0.06509248730869033 0.06509248730869033] | [76210.2355330306000 76210.2355330306000 76210.2355330306000] | Yg | [0.0480747066100736 0.0480747066100736 0.0480747066100736] | [0.001471823386055531 0.001471823386055531 0.001471823386055531] | [38105.1177665153000 38105.1177665153000 38105.1177665153000] | [174240000 174240000 174240000] | [554623.1456866369 554623.1456866369 554623.1456866369] | Yg | [0 0 0 0] | [0 0 0 0] | [0 0 0 0] | [0 0 0 0] | [0 0 0 0] | [0 0 0 0] | [0 0 0 0] | [0 0 0 0] | [0 0 0 0] | 76210.2355330306 | 38105.1177665153 | 6350.852961085884 | 33333333.33333333 | 50 | [0.005508461128587473 0.005508461128587473 0.005508461128587473] | [0.0004307569633531134 0.0004307569633531134 0.0004307569633531134] | [6350.852961085884000 6350.852961085884000 6350.852961085884000]
xf_1587_1328_1067_1 | 0.0 | Yg | [0 0 0] | [0.02660659107874017 0.02660659107874017 0.02660659107874017] | [43820.88543149259000 43820.88543149259000 43820.88543149259000] | Yg | [0 0 0] | [0.1166780150947758 0.1166780150947758 0.1166780150947758] | [76210.2355330306000 76210.2355330306000 76210.2355330306000] | [43560000 43560000 43560000] | [138655.7864216592 138655.7864216592 138655.7864216592] | Yg | [0 0 0 0] | [0 0 0 0] | [0 0 0 0] | [0 0 0 0] | [0 0 0 0] | [0 0 0 0] | [0 0 0 0] | [0 0 0 0] | [0 0 0 0] | 38105.1177665153 | 76210.2355330306 | 6350.852961085884 | 33333333.33333333 | 50 | [0 0 0] | [1.537990941186496e-005 1.537990941186496e-005 1.537990941186496e-005] | [6350.852961085884000 6350.852961085884000 6350.852961085884000]
xf_1588_1327_1068_2 | 0.0 | Yg | [0 0 0] | [0.02729615691657774 0.02729615691657774 0.02729615691657774] | [38105.1177665153000 38105.1177665153000 38105.1177665153000] | Yg | [0 0 0] | [0.1229023969149549 0.1229023969149549 0.1229023969149549] | [76210.2355330306000 76210.2355330306000 76210.2355330306000] | [43560000 43560000 43560000] | [138655.7864216592 138655.7864216592 138655.7864216592] | Yg | [0 0 0 0] | [0 0 0 0] | [0 0 0 0] | [0 0 0 0] | [0 0 0 0] | [0 0 0 0] | [0 0 0 0] | [0 0 0 0] | [0 0 0 0] | 38105.1177665153 | 76210.2355330306 | 6350.852961085884 | 33333333.33333333 | 50 | [0 0 0] | [2.041421955913871e-005 2.041421955913871e-005 2.041421955913871e-005] | [6350.852961085884000 6350.852961085884000 6350.852961085884000]
xf_1616_1027_1618_1 | 0.0 | Yg | [0.275309476514261 0.275309476514261 0.275309476514261] | [0.0131665829138138 0.0131665829138138 0.0131665829138138] | [37724.06658885016000 37724.06658885016000 37724.06658885016000] | Yg | [0.8962066430117279 0.8962066430117279 0.8962066430117279] | [0.1162840450592101 0.1162840450592101 0.1162840450592101] | [76210.2355330306000 76210.2355330306000 76210.2355330306000] | [43560000 43560000 43560000] | [138655.7864216592 138655.7864216592 138655.7864216592] | Yg | [0 0 0 0] | [0 0 0 0] | [0 0 0 0] | [0 0 0 0] | [0 0 0 0] | [0 0 0 0] | [0 0 0 0] | [0 0 0 0] | [0 0 0 0] | 38105.1177665153 | 76210.2355330306 | 6350.852961085884 | 33333333.33333333 | 50 | [0.01183102095803591 0.01183102095803591 0.01183102095803591] | [0.0005072179660866371 0.0005072179660866371 0.0005072179660866371] | [6581.793068761734000 6581.793068761734000 6581.793068761734000]
xf_1617_1027_1619_2 | 0.0 | Yg | [0.2638523855319187 0.2638523855319187 0.2638523855319187] | [0.01168139948524357 0.01168139948524357 0.01168139948524357] | [38105.1177665153000 38105.1177665153000 38105.1177665153000] | Yg | [0.8710830936685588 0.8710830936685588 0.8710830936685588] | [0.123107182995713 0.123107182995713 0.123107182995713] | [76210.2355330306000 76210.2355330306000 76210.2355330306000] | [43560000 43560000 43560000] | [138655.7864216592 138655.7864216592 138655.7864216592] | Yg | [0 0 0 0] | [0 0 0 0] | [0 0 0 0] | [0 0 0 0] | [0 0 0 0] | [0 0 0 0] | [0 0 0 0] | [0 0 0 0] | [0 0 0 0] | 38105.1177665153 | 76210.2355330306 | 6350.852961085884 | 33333333.33333333 | 50 | [0.01263163221260977 0.01263163221260977 0.01263163221260977] | [0.0005526011241764869 0.0005526011241764869 0.0005526011241764869] | [6581.793068761734000 6581.793068761734000 6581.793068761734000]
xf_2077_2205_2346_2 | 0.0 | Yg | [0.112858241051304 0.112858241051304 0.112858241051304] | [0.004683501781995523 0.004683501781995523 0.004683501781995523] | [128922.3151100434000 128922.3151100434000 128922.3151100434000] | Yg | [0.1816755467740587 0.1816755467740587 0.1816755467740587] | [0.2204401876554764 0.2204401876554764 0.2204401876554764] | [288675.1345948128000 288675.1345948128000 288675.1345948128000] | [484000000.0000001 484000000.0000001 484000000.0000001] | [1540619.849129547 1540619.849129547 1540619.849129547] | Yg | [0 0 0 0] | [0 0 0 0] | [0 0 0 0] | [0 0 0 0] | [0 0 0 0] | [0 0 0 0] | [0 0 0 0] | [0 0 0 0] | [0 0 0 0] | 127017.0592217177 | 288675.1345948129 | 19052.55888325765 | 33333333.33333333 | 50 | [0.007652614456520055 0.007652614456520055 0.007652614456520055] | [0.00145151293359754 0.00145151293359754 0.00145151293359754] | [19052.55888325765000 19052.55888325765000 19052.55888325765000]
xf_2077_2205_2347_1 | 0.0 | Yg | [0.1096531223746985 0.1096531223746985 0.1096531223746985] | [0.005165221427399586 0.005165221427399586 0.005165221427399586] | [128922.3151100434000 128922.3151100434000 128922.3151100434000] | Yg | [0.199839134037145 0.199839134037145 0.199839134037145] | [0.2272454218748971 0.2272454218748971 0.2272454218748971] | [288675.1345948128000 288675.1345948128000 288675.1345948128000] | [484000000.0000001 484000000.0000001 484000000.0000001] | [1540619.849129547 1540619.849129547 1540619.849129547] | Yg | [0 0 0 0] | [0 0 0 0] | [0 0 0 0] | [0 0 0 0] | [0 0 0 0] | [0 0 0 0] | [0 0 0 0] | [0 0 0 0] | [0 0 0 0] | 127017.0592217177 | 288675.1345948129 | 19052.55888325765 | 33333333.33333333 | 50 | [0.007652143205158477 0.007652143205158477 0.007652143205158477] | [0.001475962739001596 0.001475962739001596 0.001475962739001596] | [19052.55888325765000 19052.55888325765000 19052.55888325765000]
xf_2077_2205_2349_3 | 0.0 | Yg | [0.1271365870349436 0.1271365870349436 0.1271365870349436] | [0.003718739883227927 0.003718739883227927 0.003718739883227927] | [128922.3151100434000 128922.3151100434000 128922.3151100434000] | Yg | [0.1415386098314773 0.1415386098314773 0.1415386098314773] | [0.2352437564682876 0.2352437564682876 0.2352437564682876] | [288675.1345948128000 288675.1345948128000 288675.1345948128000] | [484000000.0000001 484000000.0000001 484000000.0000001] | [1540619.849129547 1540619.849129547 1540619.849129547] | Yg | [0 0 0 0] | [0 0 0 0] | [0 0 0 0] | [0 0 0 0] | [0 0 0 0] | [0 0 0 0] | [0 0 0 0] | [0 0 0 0] | [0 0 0 0] | 127017.0592217177 | 288675.1345948129 | 19052.55888325765 | 33333333.33333333 | 50 | [0.007940193857571273 0.007940193857571273 0.007940193857571273] | [0.001432285668923942 0.001432285668923942 0.001432285668923942] | [19052.55888325765000 19052.55888325765000 19052.55888325765000]
xf_2145_2243_2306_1 | 0.0 | Yg | [3.999934364744196 3.999934364744196 3.999934364744196] | [0.5896068297423371 0.5896068297423371 0.5896068297423371] | [137400.4151379585000 137400.4151379585000 137400.4151379585000] | Yg | [0.1924676072774548 0.1924676072774548 0.1924676072774548] | [0.001617669264218238 0.001617669264218238 0.001617669264218238] | [38105.1177665153000 38105.1177665153000 38105.1177665153000] | [484000000.0000001 484000000.0000001 484000000.0000001] | [1540619.849129547 1540619.849129547 1540619.849129547] | Yg | [0 0 0 0] | [0 0 0 0] | [0 0 0 0] | [0 0 0 0] | [0 0 0 0] | [0 0 0 0] | [0 0 0 0] | [0 0 0 0] | [0 0 0 0] | 127017.0592217177 | 38105.1177665153 | 12701.70592217177 | 33333333.33333333 | 50 | [0.04439376083118861 0.04439376083118861 0.04439376083118861] | [0.004719659905514264 0.004719659905514264 0.004719659905514264] | [12701.70592217177000 12701.70592217177000 12701.70592217177000]
xf_2145_2243_2306_2 | 0.0 | Yg | [3.874819722086019 3.874819722086019 3.874819722086019] | [0.4578084762432634 0.4578084762432634 0.4578084762432634] | [137400.4151379585000 137400.4151379585000 137400.4151379585000] | Yg | [0.187243011095179 0.187243011095179 0.187243011095179] | [0.003639580442020084 0.003639580442020084 0.003639580442020084] | [38105.1177665153000 38105.1177665153000 38105.1177665153000] | [484000000.0000001 484000000.0000001 484000000.0000001] | [1540619.849129547 1540619.849129547 1540619.849129547] | Yg | [0 0 0 0] | [0 0 0 0] | [0 0 0 0] | [0 0 0 0] | [0 0 0 0] | [0 0 0 0] | [0 0 0 0] | [0 0 0 0] | [0 0 0 0] | 127017.0592217177 | 38105.1177665153 | 12701.70592217177 | 33333333.33333333 | 50 | [0.04478249807877147 0.04478249807877147 0.04478249807877147] | [0.004359474507498108 0.004359474507498108 0.004359474507498108] | [12701.70592217177000 12701.70592217177000 12701.70592217177000]
xf_2145_2243_2306_3 | 0.0 | Yg | [6.342588835744715 6.342588835744715 6.342588835744715] | [0.5095989984533902 0.5095989984533902 0.5095989984533902] | [137400.4151379585000 137400.4151379585000 137400.4151379585000] | Yg | [0.4079746950665601 0.4079746950665601 0.4079746950665601] | [0.00445925405552814 0.00445925405552814 0.00445925405552814] | [38105.1177665153000 38105.1177665153000 38105.1177665153000] | [484000000.0000001 484000000.0000001 484000000.0000001] | [1540619.849129547 1540619.849129547 1540619.849129547] | Yg | [0 0 0 0] | [0 0 0 0] | [0 0 0 0] | [0 0 0 0] | [0 0 0 0] | [0 0 0 0] | [0 0 0 0] | [0 0 0 0] | [0 0 0 0] | 127017.0592217177 | 38105.1177665153 | 12701.70592217177 | 33333333.33333333 | 50 | [0.06396643985444599 0.06396643985444599 0.06396643985444599] | [0.005917020566207892 0.005917020566207892 0.005917020566207892] | [12701.70592217177000 12701.70592217177000 12701.70592217177000]
xf_2162_2271_2315_5 | 0.0 | Yg | [0.6540021312657019 0.6540021312657019 0.6540021312657019] | [0.1096857980107614 0.1096857980107614 0.1096857980107614] | [122869.3748878594000 122869.3748878594000 122869.3748878594000] | Yg | [0.0322020978964283 0.0322020978964283 0.0322020978964283] | [0.0007836100716413246 0.0007836100716413246 0.0007836100716413246] | [38105.1177665153000 38105.1177665153000 38105.1177665153000] | [484000000.0000001 484000000.0000001 484000000.0000001] | [1540619.849129547 1540619.849129547 1540619.849129547] | Yg | [0 0 0 0] | [0 0 0 0] | [0 0 0 0] | [0 0 0 0] | [0 0 0 0] | [0 0 0 0] | [0 0 0 0] | [0 0 0 0] | [0 0 0 0] | 127017.0592217177 | 38105.1177665153 | 12701.70592217177 | 33333333.33333333 | 50 | [0.007885205044361316 0.007885205044361316 0.007885205044361316] | [0.001153556301714569 0.001153556301714569 0.001153556301714569] | [12701.70592217177000 12701.70592217177000 12701.70592217177000]
xf_2191_2018_2019_6 | 0.0 | Yg | [0.4295567169575655 0.4295567169575655 0.4295567169575655] | [0.03086889176771542 0.03086889176771542 0.03086889176771542] | [199763.1931396106000 199763.1931396106000 199763.1931396106000] | Yg | [0.003633082455581614 0.003633082455581614 0.003633082455581614] | [0.0006073640321995971 0.0006073640321995971 0.0006073640321995971] | [9814.95457622364000 9814.95457622364000 9814.95457622364000] | [1089000000 1089000000 1089000000] | [3466394.660541481 3466394.660541481 3466394.660541481] | Yg | [0 0 0 0] | [0 0 0 0] | [0 0 0 0] | [0 0 0 0] | [0 0 0 0] | [0 0 0 0] | [0 0 0 0] | [0 0 0 0] | [0 0 0 0] | 190525.5888325765 | 9814.954576223639 | 9814.954576223639 | 33333333.33333333 | 50 | [0.003373990074986833 0.003373990074986833 0.003373990074986833] | [0.0006274337288741651 0.0006274337288741651 0.0006274337288741651] | [9814.95457622364000 9814.95457622364000 9814.95457622364000]
xf_2191_2020_2021_7 | 0.0 | Yg | [0.4162720862875632 0.4162720862875632 0.4162720862875632] | [0.04661833690737402 0.04661833690737402 0.04661833690737402] | [199763.1931396106000 199763.1931396106000 199763.1931396106000] | Yg | [0.003631912115658738 0.003631912115658738 0.003631912115658738] | [0.0005386629609660609 0.0005386629609660609 0.0005386629609660609] | [9814.95457622364000 9814.95457622364000 9814.95457622364000] | [1089000000 1089000000 1089000000] | [3466394.660541481 3466394.660541481 3466394.660541481] | Yg | [0 0 0 0] | [0 0 0 0] | [0 0 0 0] | [0 0 0 0] | [0 0 0 0] | [0 0 0 0] | [0 0 0 0] | [0 0 0 0] | [0 0 0 0] | 190525.5888325765 | 9814.954576223639 | 9814.954576223639 | 33333333.33333333 | 50 | [0.00340285166835059 0.00340285166835059 0.00340285166835059] | [0.0005466045277303429 0.0005466045277303429 0.0005466045277303429] | [9814.95457622364000 9814.95457622364000 9814.95457622364000]
xf_2191_2023_2024_1 | 0.0 | Yg | [0.2335981571862203 0.2335981571862203 0.2335981571862203] | [0.01243220793095063 0.01243220793095063 0.01243220793095063] | [199763.1931396106000 199763.1931396106000 199763.1931396106000] | Yg | [0.005939776805316109 0.005939776805316109 0.005939776805316109] | [0.0006446842846706769 0.0006446842846706769 0.0006446842846706769] | [8660.254037844386000 8660.254037844386000 8660.254037844386000] | [1089000000 1089000000 1089000000] | [3466394.660541481 3466394.660541481 3466394.660541481] | Yg | [0 0 0 0] | [0 0 0 0] | [0 0 0 0] | [0 0 0 0] | [0 0 0 0] | [0 0 0 0] | [0 0 0 0] | [0 0 0 0] | [0 0 0 0] | 190525.5888325765 | 8660.254037844386 | 8660.254037844386 | 33333333.33333333 | 50 | [0.00551663398569916 0.00551663398569916 0.00551663398569916] | [0.0006486249584842481 0.0006486249584842481 0.0006486249584842481] | [8660.254037844386000 8660.254037844386000 8660.254037844386000]
xf_2191_2025_2026_2 | 0.0 | Yg | [0.2907693135954279 0.2907693135954279 0.2907693135954279] | [0.009800241234966502 0.009800241234966502 0.009800241234966502] | [199763.1931396106000 199763.1931396106000 199763.1931396106000] | Yg | [0.005297294198412787 0.005297294198412787 0.005297294198412787] | [0.000648980576516619 0.000648980576516619 0.000648980576516619] | [8660.254037844386000 8660.254037844386000 8660.254037844386000] | [1089000000 1089000000 1089000000] | [3466394.660541481 3466394.660541481 3466394.660541481] | Yg | [0 0 0 0] | [0 0 0 0] | [0 0 0 0] | [0 0 0 0] | [0 0 0 0] | [0 0 0 0] | [0 0 0 0] | [0 0 0 0] | [0 0 0 0] | 190525.5888325765 | 8660.254037844386 | 8660.254037844386 | 33333333.33333333 | 50 | [0.005514296408265016 0.005514296408265016 0.005514296408265016] | [0.0006971184039762579 0.0006971184039762579 0.0006971184039762579] | [8660.254037844386000 8660.254037844386000 8660.254037844386000]
xf_2191_2027_2028_3 | 0.0 | Yg | [0.06847822819088474 0.06847822819088474 0.06847822819088474] | [0.02612325488655785 0.02612325488655785 0.02612325488655785] | [199763.1931396106000 199763.1931396106000 199763.1931396106000] | Yg | [0.006165448391437763 0.006165448391437763 0.006165448391437763] | [0.000650227097113623 0.000650227097113623 0.000650227097113623] | [8660.254037844386000 8660.254037844386000 8660.254037844386000] | [1089000000 1089000000 1089000000] | [3466394.660541481 3466394.660541481 3466394.660541481] | Yg | [0 0 0 0] | [0 0 0 0] | [0 0 0 0] | [0 0 0 0] | [0 0 0 0] | [0 0 0 0] | [0 0 0 0] | [0 0 0 0] | [0 0 0 0] | 190525.5888325765 | 8660.254037844386 | 8660.254037844386 | 33333333.33333333 | 50 | [0.00623450724577416 0.00623450724577416 0.00623450724577416] | [0.0006681354161553709 0.0006681354161553709 0.0006681354161553709] | [8660.254037844386000 8660.254037844386000 8660.254037844386000]
xf_2191_2029_2030_4 | 0.0 | Yg | [0.1633015431386539 0.1633015431386539 0.1633015431386539] | [0.02129563105149044 0.02129563105149044 0.02129563105149044] | [199763.1931396106000 199763.1931396106000 199763.1931396106000] | Yg | [0.005773748084777835 0.005773748084777835 0.005773748084777835] | [0.0006743416008771495 0.0006743416008771495 0.0006743416008771495] | [8660.254037844386000 8660.254037844386000 8660.254037844386000] | [1089000000 1089000000 1089000000] | [3466394.660541481 3466394.660541481 3466394.660541481] | Yg | [0 0 0 0] | [0 0 0 0] | [0 0 0 0] | [0 0 0 0] | [0 0 0 0] | [0 0 0 0] | [0 0 0 0] | [0 0 0 0] | [0 0 0 0] | 190525.5888325765 | 8660.254037844386 | 8660.254037844386 | 33333333.33333333 | 50 | [0.006125001741743289 0.006125001741743289 0.006125001741743289] | [0.0006232777811756388 0.0006232777811756388 0.0006232777811756388] | [8660.254037844386000 8660.254037844386000 8660.254037844386000]
xf_2191_2031_2022_5 | 0.0 | Yg | [0.08008386841452278 0.08008386841452278 0.08008386841452278] | [0.003098409667850579 0.003098409667850579 0.003098409667850579] | [199763.1931396106000 199763.1931396106000 199763.1931396106000] | Yg | [0.005993640020248244 0.005993640020248244 0.005993640020248244] | [0.0006801894494655639 0.0006801894494655639 0.0006801894494655639] | [8660.254037844386000 8660.254037844386000 8660.254037844386000] | [1089000000 1089000000 1089000000] | [3466394.660541481 3466394.660541481 3466394.660541481] | Yg | [0 0 0 0] | [0 0 0 0] | [0 0 0 0] | [0 0 0 0] | [0 0 0 0] | [0 0 0 0] | [0 0 0 0] | [0 0 0 0] | [0 0 0 0] | 190525.5888325765 | 8660.254037844386 | 8660.254037844386 | 33333333.33333333 | 50 | [0.006272768043169988 0.006272768043169988 0.006272768043169988] | [0.0006637928793814081 0.0006637928793814081 0.0006637928793814081] | [8660.254037844386000 8660.254037844386000 8660.254037844386000]
xf_2195_2293_2332_1 | 0.0 | Yg | [4.363235460131297 4.363235460131297 4.363235460131297] | [0.7883716981226135 0.7883716981226135 0.7883716981226135] | [193210.2675843082000 193210.2675843082000 193210.2675843082000] | Yg | [0.09654477164256429 0.09654477164256429 0.09654477164256429] | [0.002021630227185087 0.002021630227185087 0.002021630227185087] | [38105.1177665153000 38105.1177665153000 38105.1177665153000] | [1089000000 1089000000 1089000000] | [3466394.660541481 3466394.660541481 3466394.660541481] | Yg | [0 0 0 0] | [0 0 0 0] | [0 0 0 0] | [0 0 0 0] | [0 0 0 0] | [0 0 0 0] | [0 0 0 0] | [0 0 0 0] | [0 0 0 0] | 190525.5888325765 | 38105.1177665153 | 12701.70592217177 | 33333333.33333333 | 50 | [0.03153724166604262 0.03153724166604262 0.03153724166604262] | [0.002988766414246706 0.002988766414246706 0.002988766414246706] | [12990.38105676658000 12990.38105676658000 12990.38105676658000]
xf_2195_2293_2332_2 | 0.0 | Yg | [4.123494805361222 4.123494805361222 4.123494805361222] | [0.8311614616551806 0.8311614616551806 0.8311614616551806] | [193210.2675843082000 193210.2675843082000 193210.2675843082000] | Yg | [0.09768331565910343 0.09768331565910343 0.09768331565910343] | [0.0003122566833787604 0.0003122566833787604 0.0003122566833787604] | [38105.1177665153000 38105.1177665153000 38105.1177665153000] | [1089000000 1089000000 1089000000] | [3466394.660541481 3466394.660541481 3466394.660541481] | Yg | [0 0 0 0] | [0 0 0 0] | [0 0 0 0] | [0 0 0 0] | [0 0 0 0] | [0 0 0 0] | [0 0 0 0] | [0 0 0 0] | [0 0 0 0] | 190525.5888325765 | 38105.1177665153 | 12701.70592217177 | 33333333.33333333 | 50 | [0.03299398466659682 0.03299398466659682 0.03299398466659682] | [0.003283383912332805 0.003283383912332805 0.003283383912332805] | [12990.38105676658000 12990.38105676658000 12990.38105676658000]
xf_2200_2196_2304_3 | 0.0 | Yg | [0.2769832579273523 0.2769832579273523 0.2769832579273523] | [0.1468528413172682 0.1468528413172682 0.1468528413172682] | [277849.8170475074000 277849.8170475074000 277849.8170475074000] | Yg | [0.1625449537670483 0.1625449537670483 0.1625449537670483] | [0.007017898152123773 0.007017898152123773 0.007017898152123773] | [158771.3240271471000 158771.3240271471000 158771.3240271471000] | [2500000000 2500000000 2500000000] | [7957747.154594767 7957747.154594767 7957747.154594767] | Yg | [0 0 0 0] | [0 0 0 0] | [0 0 0 0] | [0 0 0 0] | [0 0 0 0] | [0 0 0 0] | [0 0 0 0] | [0 0 0 0] | [0 0 0 0] | 288675.1345948129 | 158771.3240271471 | 12701.70592217177 | 33333333.33333333 | 50 | [0.006336699783937835 0.006336699783937835 0.006336699783937835] | [0.0005976529698126545 0.0005976529698126545 0.0005976529698126545] | [12701.70592217177000 12701.70592217177000 12701.70592217177000]
xf_2200_2196_2305_2 | 0.0 | Yg | [0.4311818016116735 0.4311818016116735 0.4311818016116735] | [0.1569772333419772 0.1569772333419772 0.1569772333419772] | [277849.8170475074000 277849.8170475074000 277849.8170475074000] | Yg | [0.1180871848257424 0.1180871848257424 0.1180871848257424] | [0.003845790634795443 0.003845790634795443 0.003845790634795443] | [158771.3240271471000 158771.3240271471000 158771.3240271471000] | [2500000000 2500000000 2500000000] | [7957747.154594767 7957747.154594767 7957747.154594767] | Yg | [0 0 0 0] | [0 0 0 0] | [0 0 0 0] | [0 0 0 0] | [0 0 0 0] | [0 0 0 0] | [0 0 0 0] | [0 0 0 0] | [0 0 0 0] | 288675.1345948129 | 158771.3240271471 | 12701.70592217177 | 33333333.33333333 | 50 | [0.006122084899309941 0.006122084899309941 0.006122084899309941] | [0.0006292355576287043 0.0006292355576287043 0.0006292355576287043] | [12701.70592217177000 12701.70592217177000 12701.70592217177000]
xf_3134_3135_3136_1 | 0.0 | Yg | [0.1117607440773621 0.1117607440773621 0.1117607440773621] | [0.09551121914731242 0.09551121914731242 0.09551121914731242] | [62077.04735343007000 62077.04735343007000 62077.04735343007000] | Yg | [0.03389065874600813 0.03389065874600813 0.03389065874600813] | [0.004196618606017953 0.004196618606017953 0.004196618606017953] | [6350.852961085884000 6350.852961085884000 6350.852961085884000] | [121000000 121000000 121000000] | [385154.9622823868 385154.9622823868 385154.9622823868] | Yg | [0 0 0 0] | [0 0 0 0] | [0 0 0 0] | [0 0 0 0] | [0 0 0 0] | [0 0 0 0] | [0 0 0 0] | [0 0 0 0] | [0 0 0 0] | 63508.52961085884 | 6350.852961085884 | 6350.852961085884 | 33333333.33333333 | 50 | [0.03227771315013942 0.03227771315013942 0.03227771315013942] | [0.003924832789536846 0.003924832789536846 0.003924832789536846] | [6350.852961085884000 6350.852961085884000 6350.852961085884000]
xf_3134_3135_3136_2 | 0.0 | Yg | [0.3198103966983703 0.3198103966983703 0.3198103966983703] | [0.08654859108317631 0.08654859108317631 0.08654859108317631] | [62077.04735343007000 62077.04735343007000 62077.04735343007000] | Yg | [0.029404376743003 0.029404376743003 0.029404376743003] | [0.004039178264193509 0.004039178264193509 0.004039178264193509] | [6350.852961085884000 6350.852961085884000 6350.852961085884000] | [121000000 121000000 121000000] | [385154.9622823868 385154.9622823868 385154.9622823868] | Yg | [0 0 0 0] | [0 0 0 0] | [0 0 0 0] | [0 0 0 0] | [0 0 0 0] | [0 0 0 0] | [0 0 0 0] | [0 0 0 0] | [0 0 0 0] | 63508.52961085884 | 6350.852961085884 | 6350.852961085884 | 33333333.33333333 | 50 | [0.02925175970431557 0.02925175970431557 0.02925175970431557] | [0.004181831617610644 0.004181831617610644 0.004181831617610644] | [6350.852961085884000 6350.852961085884000 6350.852961085884000]
xf_3177_3179_3178_1 | 0.0 | Yg | [0.2717348730999263 0.2717348730999263 0.2717348730999263] | [0.08694696637027773 0.08694696637027773 0.08694696637027773] | [63508.52961085884000 63508.52961085884000 63508.52961085884000] | Yg | [0.02683501579484237 0.02683501579484237 0.02683501579484237] | [0.004044318609776766 0.004044318609776766 0.004044318609776766] | [6350.852961085884000 6350.852961085884000 6350.852961085884000] | [121000000 121000000 121000000] | [385154.9622823868 385154.9622823868 385154.9622823868] | Yg | [0 0 0 0] | [0 0 0 0] | [0 0 0 0] | [0 0 0 0] | [0 0 0 0] | [0 0 0 0] | [0 0 0 0] | [0 0 0 0] | [0 0 0 0] | 63508.52961085884 | 6350.852961085884 | 6350.852961085884 | 33333333.33333333 | 50 | [0.02800111079065291 0.02800111079065291 0.02800111079065291] | [0.00391951503488961 0.00391951503488961 0.00391951503488961] | [6350.852961085884000 6350.852961085884000 6350.852961085884000]
xf_3177_3179_3178_2 | 0.0 | Yg | [0.272588593217776 0.272588593217776 0.272588593217776] | [0.06169345818253266 0.06169345818253266 0.06169345818253266] | [63508.52961085884000 63508.52961085884000 63508.52961085884000] | Yg | [0.02802653332834119 0.02802653332834119 0.02802653332834119] | [0.004343683473302198 0.004343683473302198 0.004343683473302198] | [6350.852961085884000 6350.852961085884000 6350.852961085884000] | [121000000 121000000 121000000] | [385154.9622823868 385154.9622823868 385154.9622823868] | Yg | [0 0 0 0] | [0 0 0 0] | [0 0 0 0] | [0 0 0 0] | [0 0 0 0] | [0 0 0 0] | [0 0 0 0] | [0 0 0 0] | [0 0 0 0] | 63508.52961085884 | 6350.852961085884 | 6350.852961085884 | 33333333.33333333 | 50 | [0.02625915325538676 0.02625915325538676 0.02625915325538676] | [0.004021793610969189 0.004021793610969189 0.004021793610969189] | [6350.852961085884000 6350.852961085884000 6350.852961085884000]
xf_3226_3227_3228_1 | 0.0 | Yg | [0.2281730159669393 0.2281730159669393 0.2281730159669393] | [0.1079019333462142 0.1079019333462142 0.1079019333462142] | [65096.2428511303000 65096.2428511303000 65096.2428511303000] | Yg | [0.03015289578243968 0.03015289578243968 0.03015289578243968] | [0.004033874762671265 0.004033874762671265 0.004033874762671265] | [6350.852961085884000 6350.852961085884000 6350.852961085884000] | [121000000 121000000 121000000] | [385154.9622823868 385154.9622823868 385154.9622823868] | Yg | [0 0 0 0] | [0 0 0 0] | [0 0 0 0] | [0 0 0 0] | [0 0 0 0] | [0 0 0 0] | [0 0 0 0] | [0 0 0 0] | [0 0 0 0] | 63508.52961085884 | 6350.852961085884 | 6350.852961085884 | 33333333.33333333 | 50 | [0.0292394424475611 0.0292394424475611 0.0292394424475611] | [0.004035466997657544 0.004035466997657544 0.004035466997657544] | [6350.852961085884000 6350.852961085884000 6350.852961085884000]
xf_3226_3227_3228_2 | 0.0 | Yg | [0.1001334524743027 0.1001334524743027 0.1001334524743027] | [0.08943301939731284 0.08943301939731284 0.08943301939731284] | [65096.2428511303000 65096.2428511303000 65096.2428511303000] | Yg | [0.03180686982697001 0.03180686982697001 0.03180686982697001] | [0.004173482163913126 0.004173482163913126 0.004173482163913126] | [6350.852961085884000 6350.852961085884000 6350.852961085884000] | [121000000 121000000 121000000] | [385154.9622823868 385154.9622823868 385154.9622823868] | Yg | [0 0 0 0] | [0 0 0 0] | [0 0 0 0] | [0 0 0 0] | [0 0 0 0] | [0 0 0 0] | [0 0 0 0] | [0 0 0 0] | [0 0 0 0] | 63508.52961085884 | 6350.852961085884 | 6350.852961085884 | 33333333.33333333 | 50 | [0.03247560925846624 0.03247560925846624 0.03247560925846624] | [0.004267890113252646 0.004267890113252646 0.004267890113252646] | [6350.852961085884000 6350.852961085884000 6350.852961085884000]
xf_3231_3644_3645_1 | 0.0 | Yg | [0.1055630341680156 0.1055630341680156 0.1055630341680156] | [0.07726643258352962 0.07726643258352962 0.07726643258352962] | [63508.52961085884000 63508.52961085884000 63508.52961085884000] | Yg | [0.03327315776650158 0.03327315776650158 0.03327315776650158] | [0.00412900766366011 0.00412900766366011 0.00412900766366011] | [6350.852961085884000 6350.852961085884000 6350.852961085884000] | [121000000 121000000 121000000] | [385154.9622823868 385154.9622823868 385154.9622823868] | Yg | [0 0 0 0] | [0 0 0 0] | [0 0 0 0] | [0 0 0 0] | [0 0 0 0] | [0 0 0 0] | [0 0 0 0] | [0 0 0 0] | [0 0 0 0] | 63508.52961085884 | 6350.852961085884 | 6350.852961085884 | 33333333.33333333 | 50 | [0.03147442530584808 0.03147442530584808 0.03147442530584808] | [0.004218851840314404 0.004218851840314404 0.004218851840314404] | [6350.852961085884000 6350.852961085884000 6350.852961085884000]
xf_3231_3644_3645_2 | 0.0 | Yg | [0.3454359818214425 0.3454359818214425 0.3454359818214425] | [0.1018262626601534 0.1018262626601534 0.1018262626601534] | [63508.52961085884000 63508.52961085884000 63508.52961085884000] | Yg | [0.03022912374921454 0.03022912374921454 0.03022912374921454] | [0.00380500311242228 0.00380500311242228 0.00380500311242228] | [6350.852961085884000 6350.852961085884000 6350.852961085884000] | [121000000 121000000 121000000] | [385154.9622823868 385154.9622823868 385154.9622823868] | Yg | [0 0 0 0] | [0 0 0 0] | [0 0 0 0] | [0 0 0 0] | [0 0 0 0] | [0 0 0 0] | [0 0 0 0] | [0 0 0 0] | [0 0 0 0] | 63508.52961085884 | 6350.852961085884 | 6350.852961085884 | 33333333.33333333 | 50 | [0.02896214707531568 0.02896214707531568 0.02896214707531568] | [0.004172542380578086 0.004172542380578086 0.004172542380578086] | [6350.852961085884000 6350.852961085884000 6350.852961085884000]
xf_3266_3154_3155_1 | 0.0 | Yg | [0.3044235636172694 0.3044235636172694 0.3044235636172694] | [0.009855939961147114 0.009855939961147114 0.009855939961147114] | [78115.49142135637000 78115.49142135637000 78115.49142135637000] | Yg | [0.01354440166579295 0.01354440166579295 0.01354440166579295] | [0.001222374348024246 0.001222374348024246 0.001222374348024246] | [6350.852961085884000 6350.852961085884000 6350.852961085884000] | [174240000 174240000 174240000] | [554623.1456866369 554623.1456866369 554623.1456866369] | Yg | [0 0 0 0] | [0 0 0 0] | [0 0 0 0] | [0 0 0 0] | [0 0 0 0] | [0 0 0 0] | [0 0 0 0] | [0 0 0 0] | [0 0 0 0] | 76210.2355330306 | 6350.852961085884 | 6350.852961085884 | 33333333.33333333 | 50 | [0.01460512173555459 0.01460512173555459 0.01460512173555459] | [0.001273835399260446 0.001273835399260446 0.001273835399260446] | [6350.852961085884000 6350.852961085884000 6350.852961085884000]
xf_3302_3304_3303_1 | 0.0 | Yg | [0.2972310912710992 0.2972310912710992 0.2972310912710992] | [0.07118926546657969 0.07118926546657969 0.07118926546657969] | [64305.56165747512000 64305.56165747512000 64305.56165747512000] | Yg | [0.02690181805270062 0.02690181805270062 0.02690181805270062] | [0.004047785207254325 0.004047785207254325 0.004047785207254325] | [6350.852961085884000 6350.852961085884000 6350.852961085884000] | [121000000 121000000 121000000] | [385154.9622823868 385154.9622823868 385154.9622823868] | Yg | [0 0 0 0] | [0 0 0 0] | [0 0 0 0] | [0 0 0 0] | [0 0 0 0] | [0 0 0 0] | [0 0 0 0] | [0 0 0 0] | [0 0 0 0] | 63508.52961085884 | 6350.852961085884 | 6350.852961085884 | 33333333.33333333 | 50 | [0.02727541740547753 0.02727541740547753 0.02727541740547753] | [0.004100558133041081 0.004100558133041081 0.004100558133041081] | [6350.852961085884000 6350.852961085884000 6350.852961085884000]
xf_3302_3304_3303_2 | 0.0 | Yg | [0.4137626851842403 0.4137626851842403 0.4137626851842403] | [0.08755678873819389 0.08755678873819389 0.08755678873819389] | [64305.56165747512000 64305.56165747512000 64305.56165747512000] | Yg | [0.02460309384341261 0.02460309384341261 0.02460309384341261] | [0.003710555344996648 0.003710555344996648 0.003710555344996648] | [6350.852961085884000 6350.852961085884000 6350.852961085884000] | [121000000 121000000 121000000] | [385154.9622823868 385154.9622823868 385154.9622823868] | Yg | [0 0 0 0] | [0 0 0 0] | [0 0 0 0] | [0 0 0 0] | [0 0 0 0] | [0 0 0 0] | [0 0 0 0] | [0 0 0 0] | [0 0 0 0] | 63508.52961085884 | 6350.852961085884 | 6350.852961085884 | 33333333.33333333 | 50 | [0.02461235162059229 0.02461235162059229 0.02461235162059229] | [0.003977438237066015 0.003977438237066015 0.003977438237066015] | [6350.852961085884000 6350.852961085884000 6350.852961085884000]
xf_3302_3304_3303_3 | 0.0 | Yg | [0.420241658473829 0.420241658473829 0.420241658473829] | [0.0940888754871545 0.0940888754871545 0.0940888754871545] | [64305.56165747512000 64305.56165747512000 64305.56165747512000] | Yg | [0.02567222323550274 0.02567222323550274 0.02567222323550274] | [0.003751994816059877 0.003751994816059877 0.003751994816059877] | [6350.852961085884000 6350.852961085884000 6350.852961085884000] | [121000000 121000000 121000000] | [385154.9622823868 385154.9622823868 385154.9622823868] | Yg | [0 0 0 0] | [0 0 0 0] | [0 0 0 0] | [0 0 0 0] | [0 0 0 0] | [0 0 0 0] | [0 0 0 0] | [0 0 0 0] | [0 0 0 0] | 63508.52961085884 | 6350.852961085884 | 6350.852961085884 | 33333333.33333333 | 50 | [0.02510216650373288 0.02510216650373288 0.02510216650373288] | [0.003969160177246407 0.003969160177246407 0.003969160177246407] | [6350.852961085884000 6350.852961085884000 6350.852961085884000]
xf_3333_3335_3336_2 | 0.0 | Yg | [0.3282098063265139 0.3282098063265139 0.3282098063265139] | [0.04802155611095104 0.04802155611095104 0.04802155611095104] | [62711.49756424256000 62711.49756424256000 62711.49756424256000] | Yg | [0.02660445255669537 0.02660445255669537 0.02660445255669537] | [0.004169985836205573 0.004169985836205573 0.004169985836205573] | [6350.852961085884000 6350.852961085884000 6350.852961085884000] | [121000000 121000000 121000000] | [385154.9622823868 385154.9622823868 385154.9622823868] | Yg | [0 0 0 0] | [0 0 0 0] | [0 0 0 0] | [0 0 0 0] | [0 0 0 0] | [0 0 0 0] | [0 0 0 0] | [0 0 0 0] | [0 0 0 0] | 63508.52961085884 | 6350.852961085884 | 6350.852961085884 | 33333333.33333333 | 50 | [0.0274327048225226 0.0274327048225226 0.0274327048225226] | [0.004266395585440786 0.004266395585440786 0.004266395585440786] | [6350.852961085884000 6350.852961085884000 6350.852961085884000]
xf_3333_3336_3335_1 | 0.0 | Yg | [0.3884875936565389 0.3884875936565389 0.3884875936565389] | [0.05730610796717293 0.05730610796717293 0.05730610796717293] | [62711.49756424256000 62711.49756424256000 62711.49756424256000] | Yg | [0.02667938346349949 0.02667938346349949 0.02667938346349949] | [0.004066350397736679 0.004066350397736679 0.004066350397736679] | [6350.852961085884000 6350.852961085884000 6350.852961085884000] | [121000000 121000000 121000000] | [385154.9622823868 385154.9622823868 385154.9622823868] | Yg | [0 0 0 0] | [0 0 0 0] | [0 0 0 0] | [0 0 0 0] | [0 0 0 0] | [0 0 0 0] | [0 0 0 0] | [0 0 0 0] | [0 0 0 0] | 63508.52961085884 | 6350.852961085884 | 6350.852961085884 | 33333333.33333333 | 50 | [0.02546734062108718 0.02546734062108718 0.02546734062108718] | [0.004117898430242197 0.004117898430242197 0.004117898430242197] | [6350.852961085884000 6350.852961085884000 6350.852961085884000]
xf_3333_3336_3335_3 | 0.0 | Yg | [0.2707296117496261 0.2707296117496261 0.2707296117496261] | [0.07165484287798218 0.07165484287798218 0.07165484287798218] | [62711.49756424256000 62711.49756424256000 62711.49756424256000] | Yg | [0.02655926687141551 0.02655926687141551 0.02655926687141551] | [0.004162401204601885 0.004162401204601885 0.004162401204601885] | [6350.852961085884000 6350.852961085884000 6350.852961085884000] | [121000000 121000000 121000000] | [385154.9622823868 385154.9622823868 385154.9622823868] | Yg | [0 0 0 0] | [0 0 0 0] | [0 0 0 0] | [0 0 0 0] | [0 0 0 0] | [0 0 0 0] | [0 0 0 0] | [0 0 0 0] | [0 0 0 0] | 63508.52961085884 | 6350.852961085884 | 6350.852961085884 | 33333333.33333333 | 50 | [0.02647364441651078 0.02647364441651078 0.02647364441651078] | [0.003882013292570534 0.003882013292570534 0.003882013292570534] | [6350.852961085884000 6350.852961085884000 6350.852961085884000]
xf_3358_3360_3361_1 | 0.0 | Yg | [0.107832235740125 0.107832235740125 0.107832235740125] | [0.08393119071590058 0.08393119071590058 0.08393119071590058] | [65096.2428511303000 65096.2428511303000 65096.2428511303000] | Yg | [0.03612329799096953 0.03612329799096953 0.03612329799096953] | [0.004369122832650825 0.004369122832650825 0.004369122832650825] | [6350.852961085884000 6350.852961085884000 6350.852961085884000] | [121000000 121000000 121000000] | [385154.9622823868 385154.9622823868 385154.9622823868] | Yg | [0 0 0 0] | [0 0 0 0] | [0 0 0 0] | [0 0 0 0] | [0 0 0 0] | [0 0 0 0] | [0 0 0 0] | [0 0 0 0] | [0 0 0 0] | 63508.52961085884 | 6350.852961085884 | 6350.852961085884 | 33333333.33333333 | 50 | [0.03886927925526128 0.03886927925526128 0.03886927925526128] | [0.004442738847583215 0.004442738847583215 0.004442738847583215] | [6350.852961085884000 6350.852961085884000 6350.852961085884000]
xf_3359_3360_3361_2 | 0.0 | Yg | [0.3440079797359242 0.3440079797359242 0.3440079797359242] | [0.09106312756378422 0.09106312756378422 0.09106312756378422] | [65096.2428511303000 65096.2428511303000 65096.2428511303000] | Yg | [0.03243371310769938 0.03243371310769938 0.03243371310769938] | [0.004120542886864479 0.004120542886864479 0.004120542886864479] | [6350.852961085884000 6350.852961085884000 6350.852961085884000] | [121000000 121000000 121000000] | [385154.9622823868 385154.9622823868 385154.9622823868] | Yg | [0 0 0 0] | [0 0 0 0] | [0 0 0 0] | [0 0 0 0] | [0 0 0 0] | [0 0 0 0] | [0 0 0 0] | [0 0 0 0] | [0 0 0 0] | 63508.52961085884 | 6350.852961085884 | 6350.852961085884 | 33333333.33333333 | 50 | [0.0352463777659875 0.0352463777659875 0.0352463777659875] | [0.004551958905813691 0.004551958905813691 0.004551958905813691] | [6350.852961085884000 6350.852961085884000 6350.852961085884000]
xf_3359_3360_3361_3 | 0.0 | Yg | [0.006899684008291178 0.006899684008291178 0.006899684008291178] | [0.0676927130611316 0.0676927130611316 0.0676927130611316] | [62714.67299072311000 62714.67299072311000 62714.67299072311000] | Yg | [0.03643434661075826 0.03643434661075826 0.03643434661075826] | [0.004660305025917353 0.004660305025917353 0.004660305025917353] | [6350.852961085884000 6350.852961085884000 6350.852961085884000] | [121000000 121000000 121000000] | [385154.9622823868 385154.9622823868 385154.9622823868] | Yg | [0 0 0 0] | [0 0 0 0] | [0 0 0 0] | [0 0 0 0] | [0 0 0 0] | [0 0 0 0] | [0 0 0 0] | [0 0 0 0] | [0 0 0 0] | 63508.52961085884 | 6350.852961085884 | 6350.852961085884 | 33333333.33333333 | 50 | [0.03986458497296434 0.03986458497296434 0.03986458497296434] | [0.004687093334832512 0.004687093334832512 0.004687093334832512] | [6350.852961085884000 6350.852961085884000 6350.852961085884000]
xf_3362_3364_3363_1 | 0.0 | Yg | [0.1670372263473172 0.1670372263473172 0.1670372263473172] | [0.05768528854601937 0.05768528854601937 0.05768528854601937] | [62711.49756424256000 62711.49756424256000 62711.49756424256000] | Yg | [0.02773647512680801 0.02773647512680801 0.02773647512680801] | [0.00405514582738966 0.00405514582738966 0.00405514582738966] | [6350.852961085884000 6350.852961085884000 6350.852961085884000] | [121000000 121000000 121000000] | [385154.9622823868 385154.9622823868 385154.9622823868] | Yg | [0 0 0 0] | [0 0 0 0] | [0 0 0 0] | [0 0 0 0] | [0 0 0 0] | [0 0 0 0] | [0 0 0 0] | [0 0 0 0] | [0 0 0 0] | 63508.52961085884 | 6350.852961085884 | 6350.852961085884 | 33333333.33333333 | 50 | [0.02829435034096426 0.02829435034096426 0.02829435034096426] | [0.004413713749600922 0.004413713749600922 0.004413713749600922] | [6350.852961085884000 6350.852961085884000 6350.852961085884000]
xf_3362_3364_3363_2 | 0.0 | Yg | [0.2511932306699147 0.2511932306699147 0.2511932306699147] | [0.07882599053771021 0.07882599053771021 0.07882599053771021] | [62711.49756424256000 62711.49756424256000 62711.49756424256000] | Yg | [0.02680175005339047 0.02680175005339047 0.02680175005339047] | [0.004185414978011728 0.004185414978011728 0.004185414978011728] | [6350.852961085884000 6350.852961085884000 6350.852961085884000] | [121000000 121000000 121000000] | [385154.9622823868 385154.9622823868 385154.9622823868] | Yg | [0 0 0 0] | [0 0 0 0] | [0 0 0 0] | [0 0 0 0] | [0 0 0 0] | [0 0 0 0] | [0 0 0 0] | [0 0 0 0] | [0 0 0 0] | 63508.52961085884 | 6350.852961085884 | 6350.852961085884 | 33333333.33333333 | 50 | [0.02693525479684095 0.02693525479684095 0.02693525479684095] | [0.003940856762850378 0.003940856762850378 0.003940856762850378] | [6350.852961085884000 6350.852961085884000 6350.852961085884000]
xf_3371_3372_3373_1 | 0.0 | Yg | [0.3398371660177011 0.3398371660177011 0.3398371660177011] | [0.10208578769866 0.10208578769866 0.10208578769866] | [64305.56165747512000 64305.56165747512000 64305.56165747512000] | Yg | [0.03059641418071669 0.03059641418071669 0.03059641418071669] | [0.004117229157211274 0.004117229157211274 0.004117229157211274] | [6350.852961085884000 6350.852961085884000 6350.852961085884000] | [121000000 121000000 121000000] | [385154.9622823868 385154.9622823868 385154.9622823868] | Yg | [0 0 0 0] | [0 0 0 0] | [0 0 0 0] | [0 0 0 0] | [0 0 0 0] | [0 0 0 0] | [0 0 0 0] | [0 0 0 0] | [0 0 0 0] | 63508.52961085884 | 6350.852961085884 | 6350.852961085884 | 33333333.33333333 | 50 | [0.0278857474683555 0.0278857474683555 0.0278857474683555] | [0.00396681433638663 0.00396681433638663 0.00396681433638663] | [6350.852961085884000 6350.852961085884000 6350.852961085884000]
xf_3371_3372_3373_2 | 0.0 | Yg | [0.02000555806229147 0.02000555806229147 0.02000555806229147] | [0.1146049008610829 0.1146049008610829 0.1146049008610829] | [64305.56165747512000 64305.56165747512000 64305.56165747512000] | Yg | [0.03229564250491456 0.03229564250491456 0.03229564250491456] | [0.004119101819817452 0.004119101819817452 0.004119101819817452] | [6350.852961085884000 6350.852961085884000 6350.852961085884000] | [121000000 121000000 121000000] | [385154.9622823868 385154.9622823868 385154.9622823868] | Yg | [0 0 0 0] | [0 0 0 0] | [0 0 0 0] | [0 0 0 0] | [0 0 0 0] | [0 0 0 0] | [0 0 0 0] | [0 0 0 0] | [0 0 0 0] | 63508.52961085884 | 6350.852961085884 | 6350.852961085884 | 33333333.33333333 | 50 | [0.03225750631736651 0.03225750631736651 0.03225750631736651] | [0.00405032426136586 0.00405032426136586 0.00405032426136586] | [6350.852961085884000 6350.852961085884000 6350.852961085884000]
xf_3379_3380_3381_3 | 0.0 | Yg | [0.3491093386555277 0.3491093386555277 0.3491093386555277] | [0.05992790620477844 0.05992790620477844 0.05992790620477844] | [62711.49756424256000 62711.49756424256000 62711.49756424256000] | Yg | [0.02555302183583683 0.02555302183583683 0.02555302183583683] | [0.004197272684559879 0.004197272684559879 0.004197272684559879] | [6350.852961085884000 6350.852961085884000 6350.852961085884000] | [121000000 121000000 121000000] | [385154.9622823868 385154.9622823868 385154.9622823868] | Yg | [0 0 0 0] | [0 0 0 0] | [0 0 0 0] | [0 0 0 0] | [0 0 0 0] | [0 0 0 0] | [0 0 0 0] | [0 0 0 0] | [0 0 0 0] | 63508.52961085884 | 6350.852961085884 | 6350.852961085884 | 33333333.33333333 | 50 | [0.02557301383012976 0.02557301383012976 0.02557301383012976] | [0.004036685721184674 0.004036685721184674 0.004036685721184674] | [6350.852961085884000 6350.852961085884000 6350.852961085884000]
xf_3413_3415_3414_1 | 0.0 | Yg | [0.3614874722750947 0.3614874722750947 0.3614874722750947] | [0.08265813402634431 0.08265813402634431 0.08265813402634431] | [61914.46551762628000 61914.46551762628000 61914.46551762628000] | Yg | [0.02880683902917064 0.02880683902917064 0.02880683902917064] | [0.004272912152594519 0.004272912152594519 0.004272912152594519] | [6350.852961085884000 6350.852961085884000 6350.852961085884000] | [121000000 121000000 121000000] | [385154.9622823868 385154.9622823868 385154.9622823868] | Yg | [0 0 0 0] | [0 0 0 0] | [0 0 0 0] | [0 0 0 0] | [0 0 0 0] | [0 0 0 0] | [0 0 0 0] | [0 0 0 0] | [0 0 0 0] | 63508.52961085884 | 6350.852961085884 | 6350.852961085884 | 33333333.33333333 | 50 | [0.02972408100458039 0.02972408100458039 0.02972408100458039] | [0.003942777781419983 0.003942777781419983 0.003942777781419983] | [6350.852961085884000 6350.852961085884000 6350.852961085884000]
xf_3413_3415_3414_2 | 0.0 | Yg | [0.242790918174283 0.242790918174283 0.242790918174283] | [0.09475822592141496 0.09475822592141496 0.09475822592141496] | [61914.46551762628000 61914.46551762628000 61914.46551762628000] | Yg | [0.03078262822620477 0.03078262822620477 0.03078262822620477] | [0.004075721417524709 0.004075721417524709 0.004075721417524709] | [6350.852961085884000 6350.852961085884000 6350.852961085884000] | [121000000 121000000 121000000] | [385154.9622823868 385154.9622823868 385154.9622823868] | Yg | [0 0 0 0] | [0 0 0 0] | [0 0 0 0] | [0 0 0 0] | [0 0 0 0] | [0 0 0 0] | [0 0 0 0] | [0 0 0 0] | [0 0 0 0] | 63508.52961085884 | 6350.852961085884 | 6350.852961085884 | 33333333.33333333 | 50 | [0.02880123669805369 0.02880123669805369 0.02880123669805369] | [0.003857921083792272 0.003857921083792272 0.003857921083792272] | [6350.852961085884000 6350.852961085884000 6350.852961085884000]
xf_3483_3558_3484_3 | 0.0 | Yg | [0.05066411957785959 0.05066411957785959 0.05066411957785959] | [0.002372327465649478 0.002372327465649478 0.002372327465649478] | [73352.35170054196000 73352.35170054196000 73352.35170054196000] | Yg | [0.2513850539270444 0.2513850539270444 0.2513850539270444] | [0.1098710309994698 0.1098710309994698 0.1098710309994698] | [158771.3240271471000 158771.3240271471000 158771.3240271471000] | [174240000 174240000 174240000] | [554623.1456866369 554623.1456866369 554623.1456866369] | Yg | [0 0 0 0] | [0 0 0 0] | [0 0 0 0] | [0 0 0 0] | [0 0 0 0] | [0 0 0 0] | [0 0 0 0] | [0 0 0 0] | [0 0 0 0] | 76210.2355330306 | 158771.3240271471 | 11027.39014152185 | 33333333.33333333 | 50 | [0.009409950454256825 0.009409950454256825 0.009409950454256825] | [0.001612339758776363 0.001612339758776363 0.001612339758776363] | [11027.39014152185000 11027.39014152185000 11027.39014152185000]
xf_3483_3558_3485_2 | 0.0 | Yg | [0.04903271772364015 0.04903271772364015 0.04903271772364015] | [0.003040339230737307 0.003040339230737307 0.003040339230737307] | [73352.35170054196000 73352.35170054196000 73352.35170054196000] | Yg | [0.2753904147426707 0.2753904147426707 0.2753904147426707] | [0.102958328183725 0.102958328183725 0.102958328183725] | [158771.3240271471000 158771.3240271471000 158771.3240271471000] | [174240000 174240000 174240000] | [554623.1456866369 554623.1456866369 554623.1456866369] | Yg | [0 0 0 0] | [0 0 0 0] | [0 0 0 0] | [0 0 0 0] | [0 0 0 0] | [0 0 0 0] | [0 0 0 0] | [0 0 0 0] | [0 0 0 0] | 76210.2355330306 | 158771.3240271471 | 11027.39014152185 | 33333333.33333333 | 50 | [0.008227917305855918 0.008227917305855918 0.008227917305855918] | [0.001688585275098997 0.001688585275098997 0.001688585275098997] | [11027.39014152185000 11027.39014152185000 11027.39014152185000]
xf_3486_3561_3487_1 | 0.0 | Yg | [0.1539883027785795 0.1539883027785795 0.1539883027785795] | [0.001477179840667627 0.001477179840667627 0.001477179840667627] | [78678.40793381626000 78678.40793381626000 78678.40793381626000] | Yg | [0.6311699478496802 0.6311699478496802 0.6311699478496802] | [0.1822430163208804 0.1822430163208804 0.1822430163208804] | [166276.8775266122000 166276.8775266122000 166276.8775266122000] | [174240000 174240000 174240000] | [554623.1456866369 554623.1456866369 554623.1456866369] | Yg | [0 0 0 0] | [0 0 0 0] | [0 0 0 0] | [0 0 0 0] | [0 0 0 0] | [0 0 0 0] | [0 0 0 0] | [0 0 0 0] | [0 0 0 0] | 76210.2355330306 | 158771.3240271471 | 11027.39014152185 | 33333333.33333333 | 50 | [0.0232084847338939 0.0232084847338939 0.0232084847338939] | [0.003477465854826757 0.003477465854826757 0.003477465854826757] | [11027.39014152185000 11027.39014152185000 11027.39014152185000]
xf_3486_3561_3488_2 | 0.0 | Yg | [0.1964679770956468 0.1964679770956468 0.1964679770956468] | [0.03682600967188225 0.03682600967188225 0.03682600967188225] | [78678.40793381626000 78678.40793381626000 78678.40793381626000] | Yg | [0.4478086489000891 0.4478086489000891 0.4478086489000891] | [0.01493437116883896 0.01493437116883896 0.01493437116883896] | [166276.8775266122000 166276.8775266122000 166276.8775266122000] | [174240000 174240000 174240000] | [554623.1456866369 554623.1456866369 554623.1456866369] | Yg | [0 0 0 0] | [0 0 0 0] | [0 0 0 0] | [0 0 0 0] | [0 0 0 0] | [0 0 0 0] | [0 0 0 0] | [0 0 0 0] | [0 0 0 0] | 76210.2355330306 | 158771.3240271471 | 11027.39014152185 | 33333333.33333333 | 50 | [0.02346977714969087 0.02346977714969087 0.02346977714969087] | [0.003437010186117745 0.003437010186117745 0.003437010186117745] | [11027.39014152185000 11027.39014152185000 11027.39014152185000]
xf_3486_3561_3489_3 | 0.0 | Yg | [0.09387827681969231 0.09387827681969231 0.09387827681969231] | [0.03500724139926431 0.03500724139926431 0.03500724139926431] | [78678.40793381626000 78678.40793381626000 78678.40793381626000] | Yg | [0.7486381751937481 0.7486381751937481 0.7486381751937481] | [0.02665320419810436 0.02665320419810436 0.02665320419810436] | [166276.8775266122000 166276.8775266122000 166276.8775266122000] | [174240000 174240000 174240000] | [554623.1456866369 554623.1456866369 554623.1456866369] | Yg | [0 0 0 0] | [0 0 0 0] | [0 0 0 0] | [0 0 0 0] | [0 0 0 0] | [0 0 0 0] | [0 0 0 0] | [0 0 0 0] | [0 0 0 0] | 76210.2355330306 | 158771.3240271471 | 11027.39014152185 | 33333333.33333333 | 50 | [0.01620795192347788 0.01620795192347788 0.01620795192347788] | [0.002871514804932317 0.002871514804932317 0.002871514804932317] | [11027.39014152185000 11027.39014152185000 11027.39014152185000]
xf_3492_3565_3494_2 | 0.0 | Yg | [0.06040368177157406 0.06040368177157406 0.06040368177157406] | [0.0044368562909024 0.0044368562909024 0.0044368562909024] | [73352.35170054196000 73352.35170054196000 73352.35170054196000] | Yg | [0.1829913265590998 0.1829913265590998 0.1829913265590998] | [0.09255595688493819 0.09255595688493819 0.09255595688493819] | [158771.3240271471000 158771.3240271471000 158771.3240271471000] | [174240000 174240000 174240000] | [554623.1456866369 554623.1456866369 554623.1456866369] | Yg | [0 0 0 0] | [0 0 0 0] | [0 0 0 0] | [0 0 0 0] | [0 0 0 0] | [0 0 0 0] | [0 0 0 0] | [0 0 0 0] | [0 0 0 0] | 76210.2355330306 | 158771.3240271471 | 10969.65511460289 | 33333333.33333333 | 50 | [0.01053255962962539 0.01053255962962539 0.01053255962962539] | [0.001675542069233586 0.001675542069233586 0.001675542069233586] | [11027.39014152185000 11027.39014152185000 11027.39014152185000]
xf_3492_3565_3495_1 | 0.0 | Yg | [0.05272900941650296 0.05272900941650296 0.05272900941650296] | [0.002089226780691067 0.002089226780691067 0.002089226780691067] | [73352.35170054196000 73352.35170054196000 73352.35170054196000] | Yg | [0.2463572144322017 0.2463572144322017 0.2463572144322017] | [0.1060331516644125 0.1060331516644125 0.1060331516644125] | [158771.3240271471000 158771.3240271471000 158771.3240271471000] | [174240000 174240000 174240000] | [554623.1456866369 554623.1456866369 554623.1456866369] | Yg | [0 0 0 0] | [0 0 0 0] | [0 0 0 0] | [0 0 0 0] | [0 0 0 0] | [0 0 0 0] | [0 0 0 0] | [0 0 0 0] | [0 0 0 0] | 76210.2355330306 | 158771.3240271471 | 10969.65511460289 | 33333333.33333333 | 50 | [0.01044752213869931 0.01044752213869931 0.01044752213869931] | [0.001795049089736728 0.001795049089736728 0.001795049089736728] | [11027.39014152185000 11027.39014152185000 11027.39014152185000]
xf_3516_3584_3517_1 | 0.0 | Yg | [0.1576720859350786 0.1576720859350786 0.1576720859350786] | [0.003224901238540158 0.003224901238540158 0.003224901238540158] | [73352.35170054196000 73352.35170054196000 73352.35170054196000] | Yg | [0.5417109320463755 0.5417109320463755 0.5417109320463755] | [0.1549724461369926 0.1549724461369926 0.1549724461369926] | [158771.3240271471000 158771.3240271471000 158771.3240271471000] | [174240000 174240000 174240000] | [554623.1456866369 554623.1456866369 554623.1456866369] | Yg | [0 0 0 0] | [0 0 0 0] | [0 0 0 0] | [0 0 0 0] | [0 0 0 0] | [0 0 0 0] | [0 0 0 0] | [0 0 0 0] | [0 0 0 0] | 76210.2355330306 | 158771.3240271471 | 11027.39014152185 | 33333333.33333333 | 50 | [0.02010754305768203 0.02010754305768203 0.02010754305768203] | [0.002987420538426778 0.002987420538426778 0.002987420538426778] | [11027.39014152185000 11027.39014152185000 11027.39014152185000]
xf_3628_3455_3453_1 | 0.0 | Yg | [0.4393778062061926 0.4393778062061926 0.4393778062061926] | [0.04828566650682845 0.04828566650682845 0.04828566650682845] | [82878.63114217078000 82878.63114217078000 82878.63114217078000] | Yg | [0.01269233975092248 0.01269233975092248 0.01269233975092248] | [0.001010757540180005 0.001010757540180005 0.001010757540180005] | [6350.852961085884000 6350.852961085884000 6350.852961085884000] | [174240000 174240000 174240000] | [554623.1456866369 554623.1456866369 554623.1456866369] | Yg | [0 0 0 0] | [0 0 0 0] | [0 0 0 0] | [0 0 0 0] | [0 0 0 0] | [0 0 0 0] | [0 0 0 0] | [0 0 0 0] | [0 0 0 0] | 76210.2355330306 | 6350.852961085884 | 6350.852961085884 | 33333333.33333333 | 50 | [0.01313145851753972 0.01313145851753972 0.01313145851753972] | [0.001002336701670295 0.001002336701670295 0.001002336701670295] | [6350.852961085884000 6350.852961085884000 6350.852961085884000]
xf_3629_3454_3456_2 | 0.0 | Yg | [0.4781139094013437 0.4781139094013437 0.4781139094013437] | [0.03587716277362536 0.03587716277362536 0.03587716277362536] | [82878.63114217078000 82878.63114217078000 82878.63114217078000] | Yg | [0.01345085302941458 0.01345085302941458 0.01345085302941458] | [0.00112732286118816 0.00112732286118816 0.00112732286118816] | [6350.852961085884000 6350.852961085884000 6350.852961085884000] | [174240000 174240000 174240000] | [554623.1456866369 554623.1456866369 554623.1456866369] | Yg | [0 0 0 0] | [0 0 0 0] | [0 0 0 0] | [0 0 0 0] | [0 0 0 0] | [0 0 0 0] | [0 0 0 0] | [0 0 0 0] | [0 0 0 0] | 76210.2355330306 | 6350.852961085884 | 6350.852961085884 | 33333333.33333333 | 50 | [0.01202278819376267 0.01202278819376267 0.01202278819376267] | [0.001126757301362139 0.001126757301362139 0.001126757301362139] | [6350.852961085884000 6350.852961085884000 6350.852961085884000]
xf_3633_3514_3513_4 | 0.0 | Yg | [0.1364345891026189 0.1364345891026189 0.1364345891026189] | [0.09457858850472553 0.09457858850472553 0.09457858850472553] | [61914.46551762628000 61914.46551762628000 61914.46551762628000] | Yg | [0.03264836848755059 0.03264836848755059 0.03264836848755059] | [0.004408458409928048 0.004408458409928048 0.004408458409928048] | [6350.852961085884000 6350.852961085884000 6350.852961085884000] | [121000000 121000000 121000000] | [385154.9622823868 385154.9622823868 385154.9622823868] | Yg | [0 0 0 0] | [0 0 0 0] | [0 0 0 0] | [0 0 0 0] | [0 0 0 0] | [0 0 0 0] | [0 0 0 0] | [0 0 0 0] | [0 0 0 0] | 63508.52961085884 | 6350.852961085884 | 6350.852961085884 | 33333333.33333333 | 50 | [0.0306601420847291 0.0306601420847291 0.0306601420847291] | [0.004318639766743486 0.004318639766743486 0.004318639766743486] | [6350.852961085884000 6350.852961085884000 6350.852961085884000]
xf_4031_4028_4027_2 | 0.0 | Yg | [0 0 0] | [0.00515215339305097 0.00515215339305097 0.00515215339305097] | [40010.37365484107000 40010.37365484107000 40010.37365484107000] | Yg | [0 0 0] | [0.0007401413402351415 0.0007401413402351415 0.0007401413402351415] | [6639.528095680697000 6639.528095680697000 6639.528095680697000] | [43560000 43560000 43560000] | [138655.7864216592 138655.7864216592 138655.7864216592] | Yg | [0 0 0 0] | [0 0 0 0] | [0 0 0 0] | [0 0 0 0] | [0 0 0 0] | [0 0 0 0] | [0 0 0 0] | [0 0 0 0] | [0 0 0 0] | 38105.1177665153 | 6639.528095680696 | 6639.528095680696 | 33333333.33333333 | 50 | [0 0 0] | [0.000750412576930202 0.000750412576930202 0.000750412576930202] | [6639.528095680697000 6639.528095680697000 6639.528095680697000]
xf_4031_4030_4029_1 | 0.0 | Yg | [0 0 0] | [0.004001461904711521 0.004001461904711521 0.004001461904711521] | [40010.37365484107000 40010.37365484107000 40010.37365484107000] | Yg | [0 0 0] | [0.0007402701382310931 0.0007402701382310931 0.0007402701382310931] | [6639.528095680697000 6639.528095680697000 6639.528095680697000] | [43560000 43560000 43560000] | [138655.7864216592 138655.7864216592 138655.7864216592] | Yg | [0 0 0 0] | [0 0 0 0] | [0 0 0 0] | [0 0 0 0] | [0 0 0 0] | [0 0 0 0] | [0 0 0 0] | [0 0 0 0] | [0 0 0 0] | 38105.1177665153 | 6639.528095680696 | 6639.528095680696 | 33333333.33333333 | 50 | [0 0 0] | [0.0007786191474150982 0.0007786191474150982 0.0007786191474150982] | [6639.528095680697000 6639.528095680697000 6639.528095680697000]
xf_4038_4034_4033_3 | 0.0 | Yg | [0 0 0] | [0.004572637724016401 0.004572637724016401 0.004572637724016401] | [40010.37365484107000 40010.37365484107000 40010.37365484107000] | Yg | [0 0 0] | [0.0007351473676847313 0.0007351473676847313 0.0007351473676847313] | [6639.528095680697000 6639.528095680697000 6639.528095680697000] | [43560000 43560000 43560000] | [138655.7864216592 138655.7864216592 138655.7864216592] | Yg | [0 0 0 0] | [0 0 0 0] | [0 0 0 0] | [0 0 0 0] | [0 0 0 0] | [0 0 0 0] | [0 0 0 0] | [0 0 0 0] | [0 0 0 0] | 38105.1177665153 | 6639.528095680696 | 6639.528095680696 | 33333333.33333333 | 50 | [0 0 0] | [0.0007999712334959675 0.0007999712334959675 0.0007999712334959675] | [6639.528095680697000 6639.528095680697000 6639.528095680697000]
xf_4038_4035_4036_2 | 0.0 | Yg | [0 0 0] | [0.003277401209965839 0.003277401209965839 0.003277401209965839] | [40010.37365484107000 40010.37365484107000 40010.37365484107000] | Yg | [0 0 0] | [0.0007964912275430987 0.0007964912275430987 0.0007964912275430987] | [6639.528095680697000 6639.528095680697000 6639.528095680697000] | [43560000 43560000 43560000] | [138655.7864216592 138655.7864216592 138655.7864216592] | Yg | [0 0 0 0] | [0 0 0 0] | [0 0 0 0] | [0 0 0 0] | [0 0 0 0] | [0 0 0 0] | [0 0 0 0] | [0 0 0 0] | [0 0 0 0] | 38105.1177665153 | 6639.528095680696 | 6639.528095680696 | 33333333.33333333 | 50 | [0 0 0] | [0.0007759929355631843 0.0007759929355631843 0.0007759929355631843] | [6639.528095680697000 6639.528095680697000 6639.528095680697000]
xf_4104_4039_4040_1 | 0.0 | Yg | [1.854008134976698 1.854008134976698 1.854008134976698] | [0.08582282655849319 0.08582282655849319 0.08582282655849319] | [168694.5317788438000 168694.5317788438000 168694.5317788438000] | Yg | [0.001925920590877647 0.001925920590877647 0.001925920590877647] | [0.001524070666423048 0.001524070666423048 0.001524070666423048] | [7621.023553303061000 7621.023553303061000 7621.023553303061000] | [756250000 756250000 756250000] | [2407218.514264917 2407218.514264917 2407218.514264917] | Yg | [0 0 0 0] | [0 0 0 0] | [0 0 0 0] | [0 0 0 0] | [0 0 0 0] | [0 0 0 0] | [0 0 0 0] | [0 0 0 0] | [0 0 0 0] | 158771.3240271471 | 7621.023553303061 | 7621.023553303061 | 33333333.33333333 | 50 | [0.001601292737295957 0.001601292737295957 0.001601292737295957] | [0.001486483506101775 0.001486483506101775 0.001486483506101775] | [7621.023553303061000 7621.023553303061000 7621.023553303061000]
xf_4104_4041_4042_2 | 0.0 | Yg | [1.69498260418457 1.69498260418457 1.69498260418457] | [0.01404575358631393 0.01404575358631393 0.01404575358631393] | [168694.5317788438000 168694.5317788438000 168694.5317788438000] | Yg | [0.001152191213724191 0.001152191213724191 0.001152191213724191] | [0.0010225615466229 0.0010225615466229 0.0010225615466229] | [6062.177826491071000 6062.177826491071000 6062.177826491071000] | [756250000 756250000 756250000] | [2407218.514264917 2407218.514264917 2407218.514264917] | Yg | [0 0 0 0] | [0 0 0 0] | [0 0 0 0] | [0 0 0 0] | [0 0 0 0] | [0 0 0 0] | [0 0 0 0] | [0 0 0 0] | [0 0 0 0] | 158771.3240271471 | 6062.177826491071 | 6062.177826491071 | 33333333.33333333 | 50 | [0.001095360129969668 0.001095360129969668 0.001095360129969668] | [0.001047056921474144 0.001047056921474144 0.001047056921474144] | [6062.177826491071000 6062.177826491071000 6062.177826491071000]
xf_4104_4043_4044_3 | 0.0 | Yg | [3.419406844190726 3.419406844190726 3.419406844190726] | [0.09219255208802603 0.09219255208802603 0.09219255208802603] | [168694.5317788438000 168694.5317788438000 168694.5317788438000] | Yg | [0.0007949071315119978 0.0007949071315119978 0.0007949071315119978] | [0.0007970222543109121 0.0007970222543109121 0.0007970222543109121] | [5484.827557301445000 5484.827557301445000 5484.827557301445000] | [756250000 756250000 756250000] | [2407218.514264917 2407218.514264917 2407218.514264917] | Yg | [0 0 0 0] | [0 0 0 0] | [0 0 0 0] | [0 0 0 0] | [0 0 0 0] | [0 0 0 0] | [0 0 0 0] | [0 0 0 0] | [0 0 0 0] | 158771.3240271471 | 5484.827557301445 | 5484.827557301445 | 33333333.33333333 | 50 | [0.001006071800075894 0.001006071800075894 0.001006071800075894] | [0.000785716150960162 0.000785716150960162 0.000785716150960162] | [5484.827557301445000 5484.827557301445000 5484.827557301445000]
xf_4104_4045_4046_4 | 0.0 | Yg | [1.807369392722729 1.807369392722729 1.807369392722729] | [0.05311245282157755 0.05311245282157755 0.05311245282157755] | [168694.5317788438000 168694.5317788438000 168694.5317788438000] | Yg | [0.001016173761106656 0.001016173761106656 0.001016173761106656] | [0.0009979700026113037 0.0009979700026113037 0.0009979700026113037] | [6062.177826491071000 6062.177826491071000 6062.177826491071000] | [756250000 756250000 756250000] | [2407218.514264917 2407218.514264917 2407218.514264917] | Yg | [0 0 0 0] | [0 0 0 0] | [0 0 0 0] | [0 0 0 0] | [0 0 0 0] | [0 0 0 0] | [0 0 0 0] | [0 0 0 0] | [0 0 0 0] | 158771.3240271471 | 6062.177826491071 | 6062.177826491071 | 33333333.33333333 | 50 | [0.001239817475383779 0.001239817475383779 0.001239817475383779] | [0.001013152685977046 0.001013152685977046 0.001013152685977046] | [6062.177826491071000 6062.177826491071000 6062.177826491071000]
xf_4109_4357_4358_1 | 0.0 | Yg | [0.007758860199035992 0.007758860199035992 0.007758860199035992] | [0.02183698647662805 0.02183698647662805 0.02183698647662805] | [162740.6071278258000 162740.6071278258000 162740.6071278258000] | Yg | [0.04988827932603723 0.04988827932603723 0.04988827932603723] | [0.006380786770254157 0.006380786770254157 0.006380786770254157] | [19052.55888325765000 19052.55888325765000 19052.55888325765000] | [756250000 756250000 756250000] | [2407218.514264917 2407218.514264917 2407218.514264917] | Yg | [0 0 0 0] | [0 0 0 0] | [0 0 0 0] | [0 0 0 0] | [0 0 0 0] | [0 0 0 0] | [0 0 0 0] | [0 0 0 0] | [0 0 0 0] | 158771.3240271471 | 19052.55888325765 | 19052.55888325765 | 33333333.33333333 | 50 | [0.04841243406284432 0.04841243406284432 0.04841243406284432] | [0.0065444877442962 0.0065444877442962 0.0065444877442962] | [19052.55888325765000 19052.55888325765000 19052.55888325765000]
xf_4160_4097_4400_2 | 0.0 | Yg | [2.716584743132769 2.716584743132769 2.716584743132769] | [0.1407512944746979 0.1407512944746979 0.1407512944746979] | [76210.2355330306000 76210.2355330306000 76210.2355330306000] | Yg | [0.4946418721376492 0.4946418721376492 0.4946418721376492] | [0.009578766209691227 0.009578766209691227 0.009578766209691227] | [38105.1177665153000 38105.1177665153000 38105.1177665153000] | [174240000 174240000 174240000] | [554623.1456866369 554623.1456866369 554623.1456866369] | Yg | [0 0 0 0] | [0 0 0 0] | [0 0 0 0] | [0 0 0 0] | [0 0 0 0] | [0 0 0 0] | [0 0 0 0] | [0 0 0 0] | [0 0 0 0] | 76210.2355330306 | 38105.1177665153 | 6350.852961085884 | 33333333.33333333 | 50 | [0.0306310101065785 0.0306310101065785 0.0306310101065785] | [0.002072735400129739 0.002072735400129739 0.002072735400129739] | [6350.852961085884000 6350.852961085884000 6350.852961085884000]
xf_4160_4097_4401_1 | 0.0 | Yg | [2.98309379539564 2.98309379539564 2.98309379539564] | [0.1357061471871294 0.1357061471871294 0.1357061471871294] | [76210.2355330306000 76210.2355330306000 76210.2355330306000] | Yg | [0.4617243235680825 0.4617243235680825 0.4617243235680825] | [0.008366557165129254 0.008366557165129254 0.008366557165129254] | [38105.1177665153000 38105.1177665153000 38105.1177665153000] | [174240000 174240000 174240000] | [554623.1456866369 554623.1456866369 554623.1456866369] | Yg | [0 0 0 0] | [0 0 0 0] | [0 0 0 0] | [0 0 0 0] | [0 0 0 0] | [0 0 0 0] | [0 0 0 0] | [0 0 0 0] | [0 0 0 0] | 76210.2355330306 | 38105.1177665153 | 6350.852961085884 | 33333333.33333333 | 50 | [0.02963490535355246 0.02963490535355246 0.02963490535355246] | [0.002063542591393714 0.002063542591393714 0.002063542591393714] | [6350.852961085884000 6350.852961085884000 6350.852961085884000]
xf_4166_4356_4491_3 | 0.0 | Yg | [2.659418652358093 2.659418652358093 2.659418652358093] | [0.2823950111309108 0.2823950111309108 0.2823950111309108] | [76210.2355330306000 76210.2355330306000 76210.2355330306000] | Yg | [0.08588918213218674 0.08588918213218674 0.08588918213218674] | [0.001518414322091418 0.001518414322091418 0.001518414322091418] | [19052.55888325765000 19052.55888325765000 19052.55888325765000] | [174240000 174240000 174240000] | [554623.1456866369 554623.1456866369 554623.1456866369] | Yg | [0 0 0 0] | [0 0 0 0] | [0 0 0 0] | [0 0 0 0] | [0 0 0 0] | [0 0 0 0] | [0 0 0 0] | [0 0 0 0] | [0 0 0 0] | 76210.2355330306 | 19052.55888325765 | 6350.852961085884 | 33333333.33333333 | 50 | [0.01932026307210066 0.01932026307210066 0.01932026307210066] | [0.0009570358431098628 0.0009570358431098628 0.0009570358431098628] | [6350.852961085884000 6350.852961085884000 6350.852961085884000]
xf_4166_4356_4492_4 | 0.0 | Yg | [2.670649643629005 2.670649643629005 2.670649643629005] | [0.271995426055113 0.271995426055113 0.271995426055113] | [76210.2355330306000 76210.2355330306000 76210.2355330306000] | Yg | [0.08945474826338379 0.08945474826338379 0.08945474826338379] | [0.0009667222559225495 0.0009667222559225495 0.0009667222559225495] | [19052.55888325765000 19052.55888325765000 19052.55888325765000] | [174240000 174240000 174240000] | [554623.1456866369 554623.1456866369 554623.1456866369] | Yg | [0 0 0 0] | [0 0 0 0] | [0 0 0 0] | [0 0 0 0] | [0 0 0 0] | [0 0 0 0] | [0 0 0 0] | [0 0 0 0] | [0 0 0 0] | 76210.2355330306 | 19052.55888325765 | 6350.852961085884 | 33333333.33333333 | 50 | [0.02145277457719209 0.02145277457719209 0.02145277457719209] | [0.001037637625490149 0.001037637625490149 0.001037637625490149] | [6350.852961085884000 6350.852961085884000 6350.852961085884000]
xf_4186_4230_4494_1 | 0.0 | Yg | [0.7101727007260508 0.7101727007260508 0.7101727007260508] | [0.07484833617922923 0.07484833617922923 0.07484833617922923] | [77543.91465485864000 77543.91465485864000 77543.91465485864000] | Yg | [0.1091876406608325 0.1091876406608325 0.1091876406608325] | [0.00138536396755306 0.00138536396755306 0.00138536396755306] | [38105.1177665153000 38105.1177665153000 38105.1177665153000] | [174240000 174240000 174240000] | [554623.1456866369 554623.1456866369 554623.1456866369] | Yg | [0 0 0 0] | [0 0 0 0] | [0 0 0 0] | [0 0 0 0] | [0 0 0 0] | [0 0 0 0] | [0 0 0 0] | [0 0 0 0] | [0 0 0 0] | 76210.2355330306 | 38105.1177665153 | 6350.852961085884 | 33333333.33333333 | 50 | [0.02372187823370979 0.02372187823370979 0.02372187823370979] | [0.001097443860325855 0.001097443860325855 0.001097443860325855] | [6350.852961085884000 6350.852961085884000 6350.852961085884000]
xf_4187_4230_4495_2 | 0.0 | Yg | [0.4517907311490314 0.4517907311490314 0.4517907311490314] | [0.06901402191914241 0.06901402191914241 0.06901402191914241] | [77543.91465485864000 77543.91465485864000 77543.91465485864000] | Yg | [0.1812805800763904 0.1812805800763904 0.1812805800763904] | [0.002871618145729566 0.002871618145729566 0.002871618145729566] | [38105.1177665153000 38105.1177665153000 38105.1177665153000] | [174240000 174240000 174240000] | [554623.1456866369 554623.1456866369 554623.1456866369] | Yg | [0 0 0 0] | [0 0 0 0] | [0 0 0 0] | [0 0 0 0] | [0 0 0 0] | [0 0 0 0] | [0 0 0 0] | [0 0 0 0] | [0 0 0 0] | 76210.2355330306 | 38105.1177665153 | 6350.852961085884 | 33333333.33333333 | 50 | [0.0266626283357374 0.0266626283357374 0.0266626283357374] | [0.001054083784591335 0.001054083784591335 0.001054083784591335] | [6350.852961085884000 6350.852961085884000 6350.852961085884000]
xf_4218_4392_4496_1 | 0.0 | Yg | [1.342686839056348 1.342686839056348 1.342686839056348] | [0.1558670007586159 0.1558670007586159 0.1558670007586159] | [76210.2355330306000 76210.2355330306000 76210.2355330306000] | Yg | [0.02691777316655958 0.02691777316655958 0.02691777316655958] | [0.0007599414728981607 0.0007599414728981607 0.0007599414728981607] | [19052.55888325765000 19052.55888325765000 19052.55888325765000] | [174240000 174240000 174240000] | [554623.1456866369 554623.1456866369 554623.1456866369] | Yg | [0 0 0 0] | [0 0 0 0] | [0 0 0 0] | [0 0 0 0] | [0 0 0 0] | [0 0 0 0] | [0 0 0 0] | [0 0 0 0] | [0 0 0 0] | 76210.2355330306 | 19052.55888325765 | 6350.852961085884 | 33333333.33333333 | 50 | [0.02306234162167003 0.02306234162167003 0.02306234162167003] | [0.0005835293389582707 0.0005835293389582707 0.0005835293389582707] | [6350.852961085884000 6350.852961085884000 6350.852961085884000]
xf_4220_4074_4498_3 | 0.0 | Yg | [2.496996708329283 2.496996708329283 2.496996708329283] | [0.1820474599517741 0.1820474599517741 0.1820474599517741] | [77537.81783601599000 77537.81783601599000 77537.81783601599000] | Yg | [0.1082618530994355 0.1082618530994355 0.1082618530994355] | [0.003060666502569861 0.003060666502569861 0.003060666502569861] | [19052.55888325765000 19052.55888325765000 19052.55888325765000] | [174240000 174240000 174240000] | [554623.1456866369 554623.1456866369 554623.1456866369] | Yg | [0 0 0 0] | [0 0 0 0] | [0 0 0 0] | [0 0 0 0] | [0 0 0 0] | [0 0 0 0] | [0 0 0 0] | [0 0 0 0] | [0 0 0 0] | 76210.2355330306 | 19052.55888325765 | 6350.852961085884 | 33333333.33333333 | 50 | [0.03020128929081968 0.03020128929081968 0.03020128929081968] | [0.0006736854229688167 0.0006736854229688167 0.0006736854229688167] | [6350.852961085884000 6350.852961085884000 6350.852961085884000]
xf_4220_4074_4499_5 | 0.0 | Yg | [6.52047086319412 6.52047086319412 6.52047086319412] | [0.1748170137964708 0.1748170137964708 0.1748170137964708] | [77537.81783601599000 77537.81783601599000 77537.81783601599000] | Yg | [0.1123500820592694 0.1123500820592694 0.1123500820592694] | [0.002122930010895807 0.002122930010895807 0.002122930010895807] | [19052.55888325765000 19052.55888325765000 19052.55888325765000] | [174240000 174240000 174240000] | [554623.1456866369 554623.1456866369 554623.1456866369] | Yg | [0 0 0 0] | [0 0 0 0] | [0 0 0 0] | [0 0 0 0] | [0 0 0 0] | [0 0 0 0] | [0 0 0 0] | [0 0 0 0] | [0 0 0 0] | 76210.2355330306 | 19052.55888325765 | 6350.852961085884 | 33333333.33333333 | 50 | [0.03029906682987199 0.03029906682987199 0.03029906682987199] | [0.0007539298826196517 0.0007539298826196517 0.0007539298826196517] | [6350.852961085884000 6350.852961085884000 6350.852961085884000]
xf_4220_4394_4497_1 | 0.0 | Yg | [2.828129370140591 2.828129370140591 2.828129370140591] | [0.2066749738959366 0.2066749738959366 0.2066749738959366] | [76210.2355330306000 76210.2355330306000 76210.2355330306000] | Yg | [0.09915992108265964 0.09915992108265964 0.09915992108265964] | [0.002923273110965889 0.002923273110965889 0.002923273110965889] | [19052.55888325765000 19052.55888325765000 19052.55888325765000] | [174240000 174240000 174240000] | [554623.1456866369 554623.1456866369 554623.1456866369] | Yg | [0 0 0 0] | [0 0 0 0] | [0 0 0 0] | [0 0 0 0] | [0 0 0 0] | [0 0 0 0] | [0 0 0 0] | [0 0 0 0] | [0 0 0 0] | 76210.2355330306 | 19052.55888325765 | 6350.852961085884 | 33333333.33333333 | 50 | [0.03077827195491914 0.03077827195491914 0.03077827195491914] | [0.0006736633739164604 0.0006736633739164604 0.0006736633739164604] | [6350.852961085884000 6350.852961085884000 6350.852961085884000]
xf_4254_4377_4432_1 | 0.0 | Yg | [0.2531233673436444 0.2531233673436444 0.2531233673436444] | [0.02817793599562925 0.02817793599562925 0.02817793599562925] | [39057.74571067818000 39057.74571067818000 39057.74571067818000] | Yg | [0.1070901882991647 0.1070901882991647 0.1070901882991647] | [0.002027016082501167 0.002027016082501167 0.002027016082501167] | [19052.55888325765000 19052.55888325765000 19052.55888325765000] | [43560000 43560000 43560000] | [138655.7864216592 138655.7864216592 138655.7864216592] | Yg | [0 0 0 0] | [0 0 0 0] | [0 0 0 0] | [0 0 0 0] | [0 0 0 0] | [0 0 0 0] | [0 0 0 0] | [0 0 0 0] | [0 0 0 0] | 38105.1177665153 | 19052.55888325765 | 4387.862045841156 | 33333333.33333333 | 50 | [0.02586480579702422 0.02586480579702422 0.02586480579702422] | [0.001038062535912599 0.001038062535912599 0.001038062535912599] | [4387.862045841156000 4387.862045841156000 4387.862045841156000]
xf_4257_4379_4434_1 | 0.0 | Yg | [0.2090624105796021 0.2090624105796021 0.2090624105796021] | [0.03034551016275039 0.03034551016275039 0.03034551016275039] | [38581.43173859673000 38581.43173859673000 38581.43173859673000] | Yg | [0.115987406467122 0.115987406467122 0.115987406467122] | [0.001607223860851051 0.001607223860851051 0.001607223860851051] | [19052.55888325765000 19052.55888325765000 19052.55888325765000] | [43560000 43560000 43560000] | [138655.7864216592 138655.7864216592 138655.7864216592] | Yg | [0 0 0 0] | [0 0 0 0] | [0 0 0 0] | [0 0 0 0] | [0 0 0 0] | [0 0 0 0] | [0 0 0 0] | [0 0 0 0] | [0 0 0 0] | 38105.1177665153 | 19052.55888325765 | 4387.862045841156 | 33333333.33333333 | 50 | [0.02794939727615187 0.02794939727615187 0.02794939727615187] | [0.001152061493400848 0.001152061493400848 0.001152061493400848] | [4387.862045841156000 4387.862045841156000 4387.862045841156000]
xf_4257_4379_4434_2 | 0.0 | Yg | [0.3290860877119764 0.3290860877119764 0.3290860877119764] | [0.03366198680322492 0.03366198680322492 0.03366198680322492] | [38581.43173859673000 38581.43173859673000 38581.43173859673000] | Yg | [0.09438666436561534 0.09438666436561534 0.09438666436561534] | [0.0007078103573777995 0.0007078103573777995 0.0007078103573777995] | [19052.55888325765000 19052.55888325765000 19052.55888325765000] | [43560000 43560000 43560000] | [138655.7864216592 138655.7864216592 138655.7864216592] | Yg | [0 0 0 0] | [0 0 0 0] | [0 0 0 0] | [0 0 0 0] | [0 0 0 0] | [0 0 0 0] | [0 0 0 0] | [0 0 0 0] | [0 0 0 0] | 38105.1177665153 | 19052.55888325765 | 4387.862045841156 | 33333333.33333333 | 50 | [0.02715057658399484 0.02715057658399484 0.02715057658399484] | [0.001224184968456054 0.001224184968456054 0.001224184968456054] | [4387.862045841156000 4387.862045841156000 4387.862045841156000]
xf_4257_4379_4434_3 | 0.0 | Yg | [0.2434659268703448 0.2434659268703448 0.2434659268703448] | [0.03278340638184141 0.03278340638184141 0.03278340638184141] | [38581.43173859673000 38581.43173859673000 38581.43173859673000] | Yg | [0.1064512329305579 0.1064512329305579 0.1064512329305579] | [0.001037631948288849 0.001037631948288849 0.001037631948288849] | [19052.55888325765000 19052.55888325765000 19052.55888325765000] | [43560000 43560000 43560000] | [138655.7864216592 138655.7864216592 138655.7864216592] | Yg | [0 0 0 0] | [0 0 0 0] | [0 0 0 0] | [0 0 0 0] | [0 0 0 0] | [0 0 0 0] | [0 0 0 0] | [0 0 0 0] | [0 0 0 0] | 38105.1177665153 | 19052.55888325765 | 4387.862045841156 | 33333333.33333333 | 50 | [0.02910347203905821 0.02910347203905821 0.02910347203905821] | [0.001144045799944184 0.001144045799944184 0.001144045799944184] | [4387.862045841156000 4387.862045841156000 4387.862045841156000]
xf_5087_5175_5176_3 | 0.0 | Yg | [0.4196067877680217 0.4196067877680217 0.4196067877680217] | [0.02513021127133367 0.02513021127133367 0.02513021127133367] | [64175.36917177286000 64175.36917177286000 64175.36917177286000] | Yg | [0.006767067468714057 0.006767067468714057 0.006767067468714057] | [0.0004148757521021193 0.0004148757521021193 0.0004148757521021193] | [3810.511776651531000 3810.511776651531000 3810.511776651531000] | [121000000 121000000 121000000] | [385154.9622823868 385154.9622823868 385154.9622823868] | Yg | [0 0 0 0] | [0 0 0 0] | [0 0 0 0] | [0 0 0 0] | [0 0 0 0] | [0 0 0 0] | [0 0 0 0] | [0 0 0 0] | [0 0 0 0] | 63508.52961085884 | 3810.51177665153 | 3810.51177665153 | 33333333.33333333 | 50 | [0.006257260639270732 0.006257260639270732 0.006257260639270732] | [0.0004008681879937511 0.0004008681879937511 0.0004008681879937511] | [3810.511776651531000 3810.511776651531000 3810.511776651531000]
xf_5088_5175_5241_4 | 0.0 | Yg | [0.3634067940203586 0.3634067940203586 0.3634067940203586] | [0.02109883492361494 0.02109883492361494 0.02109883492361494] | [64175.36917177286000 64175.36917177286000 64175.36917177286000] | Yg | [0.007385912721398337 0.007385912721398337 0.007385912721398337] | [0.0004261087131134287 0.0004261087131134287 0.0004261087131134287] | [3810.511776651531000 3810.511776651531000 3810.511776651531000] | [121000000 121000000 121000000] | [385154.9622823868 385154.9622823868 385154.9622823868] | Yg | [0 0 0 0] | [0 0 0 0] | [0 0 0 0] | [0 0 0 0] | [0 0 0 0] | [0 0 0 0] | [0 0 0 0] | [0 0 0 0] | [0 0 0 0] | 63508.52961085884 | 3810.51177665153 | 3810.51177665153 | 33333333.33333333 | 50 | [0.007252536156363232 0.007252536156363232 0.007252536156363232] | [0.0004304441149169789 0.0004304441149169789 0.0004304441149169789] | [3810.511776651531000 3810.511776651531000 3810.511776651531000]
xf_5090_5200_5201_5 | 0.0 | Yg | [0.05970537934331731 0.05970537934331731 0.05970537934331731] | [0.03095087378670613 0.03095087378670613 0.03095087378670613] | [62732.45537901414000 62732.45537901414000 62732.45537901414000] | Yg | [0.0216810795651862 0.0216810795651862 0.0216810795651862] | [0.002268424013596208 0.002268424013596208 0.002268424013596208] | [6350.852961085884000 6350.852961085884000 6350.852961085884000] | [121000000 121000000 121000000] | [385154.9622823868 385154.9622823868 385154.9622823868] | Yg | [0 0 0 0] | [0 0 0 0] | [0 0 0 0] | [0 0 0 0] | [0 0 0 0] | [0 0 0 0] | [0 0 0 0] | [0 0 0 0] | [0 0 0 0] | 63508.52961085884 | 6350.852961085884 | 6350.852961085884 | 33333333.33333333 | 50 | [0.02289881543504423 0.02289881543504423 0.02289881543504423] | [0.002209642961924832 0.002209642961924832 0.002209642961924832] | [6350.852961085884000 6350.852961085884000 6350.852961085884000]
xf_5090_5200_5201_6 | 0.0 | Yg | [0.1136320063044052 0.1136320063044052 0.1136320063044052] | [0.0372357749630744 0.0372357749630744 0.0372357749630744] | [61956.38114716945000 61956.38114716945000 61956.38114716945000] | Yg | [0.02046240106570867 0.02046240106570867 0.02046240106570867] | [0.002123056829406615 0.002123056829406615 0.002123056829406615] | [6350.852961085884000 6350.852961085884000 6350.852961085884000] | [121000000 121000000 121000000] | [385154.9622823868 385154.9622823868 385154.9622823868] | Yg | [0 0 0 0] | [0 0 0 0] | [0 0 0 0] | [0 0 0 0] | [0 0 0 0] | [0 0 0 0] | [0 0 0 0] | [0 0 0 0] | [0 0 0 0] | 63508.52961085884 | 6350.852961085884 | 6350.852961085884 | 33333333.33333333 | 50 | [0.02199893414147527 0.02199893414147527 0.02199893414147527] | [0.002128243586801365 0.002128243586801365 0.002128243586801365] | [6350.852961085884000 6350.852961085884000 6350.852961085884000]
xf_5093_5202_5203_1 | 0.0 | Yg | [0.1584189470816754 0.1584189470816754 0.1584189470816754] | [0.2018871054136084 0.2018871054136084 0.2018871054136084] | [62727.37469664528000 62727.37469664528000 62727.37469664528000] | Yg | [0.008892437658446127 0.008892437658446127 0.008892437658446127] | [0.001540904160322326 0.001540904160322326 0.001540904160322326] | [6350.852961085884000 6350.852961085884000 6350.852961085884000] | [121000000 121000000 121000000] | [385154.9622823868 385154.9622823868 385154.9622823868] | Yg | [0 0 0 0] | [0 0 0 0] | [0 0 0 0] | [0 0 0 0] | [0 0 0 0] | [0 0 0 0] | [0 0 0 0] | [0 0 0 0] | [0 0 0 0] | 63508.52961085884 | 6350.852961085884 | 6350.852961085884 | 33333333.33333333 | 50 | [0.008902834985553209 0.008902834985553209 0.008902834985553209] | [0.001714301173160658 0.001714301173160658 0.001714301173160658] | [6350.852961085884000 6350.852961085884000 6350.852961085884000]
xf_5094_5202_5203_2 | 0.0 | Yg | [0.09726814868282646 0.09726814868282646 0.09726814868282646] | [0.199282531173587 0.199282531173587 0.199282531173587] | [62727.37469664528000 62727.37469664528000 62727.37469664528000] | Yg | [0.009662108419785828 0.009662108419785828 0.009662108419785828] | [0.001548849145524437 0.001548849145524437 0.001548849145524437] | [6350.852961085884000 6350.852961085884000 6350.852961085884000] | [121000000 121000000 121000000] | [385154.9622823868 385154.9622823868 385154.9622823868] | Yg | [0 0 0 0] | [0 0 0 0] | [0 0 0 0] | [0 0 0 0] | [0 0 0 0] | [0 0 0 0] | [0 0 0 0] | [0 0 0 0] | [0 0 0 0] | 63508.52961085884 | 6350.852961085884 | 6350.852961085884 | 33333333.33333333 | 50 | [0.009994114170400834 0.009994114170400834 0.009994114170400834] | [0.001617019254049848 0.001617019254049848 0.001617019254049848] | [6350.852961085884000 6350.852961085884000 6350.852961085884000]